## Price List Condensed
Catalog |  | NSF |  |  | List Price
Pg | Part Number | Compliant | Description | Imported | (Bold is new pricing)
Section A1 - A5: Brass Insert Fittings
Male Adapters
A 01 | MAB 2 | YES | 1/2 MALE ADAPTER BR |  | 17.18
A 01 | MAB 2TLF | YES | 1/2 MALE ADAPTER,BR IMPORT LF | YES | 14.97 | ***
A 01 | MAB 3 | YES | 3/4 MALE ADAPTER BR |  | 21.51
A 01 | MAB 3TLF | YES | 3/4 MALE ADAPTER,BR IMPORT LF | YES | 17.59 | ***
A 01 | MAB 4TS | YES | 1 MALE ADAPTER,BR.IMPT,SWAGED* | YES | 36.7 | ***
A 01 | MAB 5 | YES | 1 1/4 MALE ADPTR BR |  | 50.84
A 01 | MAB 6 | YES | 1 1/2 MALE ADPTR BR |  | 60.09
A 01 | MAB 6TLF | YES | 1 1/2 MALE ADAPTER BR IMPORT LF | YES | 51.67 | ***
A 01 | MAB 8 | YES | 2 MALE ADAPTER BR |  | 78.31
A 01 | MAB 8TLF | YES | 2 MALE ADAPTER,BR.IMPORT LF | YES | 71.49 | ***
Extra Long Male Adapters
A 01 | XB4 | YES | 1 EX LONG ADPT BR |  | 57.63
A 01 | XB4TLF | YES | 1 EX LONG ADPT BR IMPORT LF | YES | 59.5 | ***
A 01 | XB5 | YES | 1 1/4 EX LONG ADPT BR |  | 83.71
A 01 | XB5TLF | YES | 1 1/4 EX LONG BR ADPTR IMPORT LF | YES | 64.74 | ***
A 01 | XB6 | YES | 1 1/2 EX LONG ADPT BR |  | 93.96
Union Adapters
A 01 | UAB 4LF | YES | 1" MALE UNION ADAPTER, BRASS |  | 117.63
A 01 | UAB 4TLF | YES | 1"MALE UNION ADPTR,BRASS-IMPT* LF | YES | 58.84 | ***
A 01 | UAB 5T | LF PENDING | 1 1/4 BR MALE UNION ADPT-IMPT* | YES | 41.13 | ***
Reducing Adapter (mpt x insert)
A 02 | RAB5-4 | YES | 1 1/4X1 RED ADPT BR-MPT X INS |  | 98.31
A 02 | RAB6-5 | YES | 1 1/2X1 1/4 RED ADP BR-MPTXINS |  | 135.95
Reducing Adapter cast (mpt x insert)
A 02 | RAB4-3TLF | YES | 1X3/4 RED ADPT BR-MXI,IMPORT LF | YES | 25.33 | ***
A 02 | RAB5-4TLF | YES | 1 1/4X1 RED ADPT BR-MXI,IMPRT LF | YES | 43.65 | ***
Reducing Adapter (insert x mpt)
A 02 | SAB4-3 | YES | 1X3/4 RED ADPT BR-INS X MPT |  | 48.79
A 02 | SAB5-4 | YES | 1 1/4X1 RED ADPT BR-INS X MPT |  | 59.39
Reducing Adapter (insert x mpt cast, imp)
A 02 | SAB4-3TLF | YES | 1X3/4 RED ADPT BR-INSXMPT-IMP LF | YES | 29.36 | ***
A 02 | SAB5-4TLF | YES | 1 1/4X1 BR ADPTR-INSXMPT-IMPT LF | YES | 44.89 | ***
Female Adatper
A 02 | FAB 3 | YES | 3/4 FEM ADAPTER BR |  | 65.08
A 02 | FAB 4 | YES | 1 FEM ADAPTER BR |  | 84
A 02 | FAB 5 | YES | 1 1/4 FEM ADAPTER BR |  | 89.33
Female Adatper cast
A 02 | FAB 3TLF | YES | 3/4 FEM ADAPTER,BR.IMPORT LF | YES | 26.28 | ***
A 02 | FAB 4TLF | YES | 1 FEM ADAPTER,BR.IMPORT LF | YES | 36.58 | ***
A 02 | FAB 5TLF | YES | 1 1/4 FEM ADAPTER,BR.IMPORT LF | YES | 58.16 | ***
A 02 | FAB 8TLF | YES | 2 FEM ADAPTER,BR.IMPORT LF | YES | 63.53 | ***
Coupling
A 03 | CB 2 | YES | 1/2 COUPLING BR |  | 22.07
A 03 | CB 3 | YES | 3/4 COUPLING BR |  | 31.28
A 03 | CB 4 | YES | 1 COUPLING BR |  | 41.67
A 03 | CB 5 | YES | 1 1/4 COUPLING BR |  | 71.46
A 03 | CB 6 | YES | 1 1/2 COUPLING BR |  | 67.92
A 03 | CB 8 | YES | 2 COUPLING BR |  | 104.63
Coupling (cast, imp)
A 03 | CB 2TLF | YES | 1/2 COUPLING,BR.IMPORT LF | YES | 15.51 | ***
A 03 | CB 3TLF | YES | 3/4 COUPLING,BR.IMPORT LF | YES | 31.1 | ***
A 03 | CB 4TLF | YES | 1 COUPLING,BR.IMPORT | YES | 35.59 | ***
A 03 | CB 5TLF | YES | 1 1/4 COUPLING,BR.IMPORT LF | YES | 44.33 | ***
A 03 | CB 6TLF | YES | 1 1/2 COUPLING,BR.IMPORT LF | YES | 52.92 | ***
A 03 | CB 8TLF | YES | 2 COUPLING,BR.IMPORT LF | YES | 83.93 | ***
Extra Long Coupling
A 03 | XCB4 | YES | 1 EX LONG CPLG BR |  | 66.64
Reducing Coupling (insert x insert)
A 03 | RCB4-3 | YES | 1X3/4 RED CPLG BR |  | 57.17
A 03 | RCB5-4 | YES | 1 1/4X1 RED CPLG BR |  | 84.44
Venturi Male Adapter
A 03 | VMAB4X6 | YES | 1X6 VENT MALE ADPT BR |  | 64.12
A 03 | VMAB5X10 | YES | 1 1/4X10 VENT M ADPT BR |  | 185.39
Rope Adapter (mpt x insert, cast)
A 04 | BRA4LF | YES | 1"ROPE ADPT-LEAD FREE.10 MAX |  | 80.98
A 04 | BRA4TLF | YES | 1" BRONZE ROPE ADAPTER -IMPORT LF | YES | 44.38 | ***
A 04 | BRA5TLF | YES | 1 1/4 BRONZE ROPE ADAPTER LF | YES | 55.38 | ***
Reducing Rope Adapter (mpt x insert, cast)
A 04 | BRA5-4TLF | YES | 1 1/4X1 BRONZE ROPE ADPTR-IMPT LF | YES | 45.02 | ***
Elbow (insert x insert, cast)
A 05 | LB3TLF | YES | 3/4 BRASS INSERT ELBOW,IMPORT* LF | YES | 30.98 | ***
A 05 | LB4TLF | YES | 1 BRASS INSERT ELBOW,IMPORT | YES | 36.01 | ***
A 05 | LB5TLF | YES | 1 1/4 BR INSERT ELBOW,IMPORT LF | YES | 75.93 | ***
Hydrant Elbow (mpt x insert, cast)
A 05 | HE-3LF | YES | 3/4" HYDRANT ELBOW LEAD FREE |  | 65.22
A 05 | HE-3TLF | YES | 3/4" HYDRANT ELBOW - IMPORT LF | YES | 31.52 | ***
A 05 | HE-4TLF | YES | 1"INS X 1"MIP HYDRANT ELBOW LF | YES | 37.8 | ***
A 05 | HE-5TLF | YES | 1 1/4" HYDRANT ELBOW - IMPORT LF | YES | 96.09 | ***
A 05 | HE4-3TLF | YES | 3/4MIP X 1" HOSE HYDRNT ELBOW LF | YES | 45.07 | ***
Extra Long Hydrant Elbow (mpt x insert, cast)
A 05 | HE-4XLLF | YES | 1" EXTRA LONG HYDRANT ELBOW LF |  | 66.24 | ***
Tee (insert x insert x insert, cast)
A 05 | TB3TLF | YES | 3/4 BRASS INSERT TEE, IMPORT LF | YES | 36.65 | ***
A 05 | TB4TLF | YES | 1 BRASS INSERT TEE, IMPORT LF | YES | 50.96 | ***
A 05 | TB5TLF | YES | 1 1/4 BR INSERT TEE, IMPORT LF | YES | 87.61 | ***
Hydrant Tee (mpt x insert x insert, cast)
A 05 | HT-4TLF | YES | 1" HYDRANT TEE-IMPT LF | YES | 45.94 | ***
A 05 | HT4-3TLF | YES | 1" X 3/4" HYDRANT TEE-IMPT LF | YES | 48.15 | ***
A 05 | HT-3TLF | YES | 3/4" HYDRANT TEE-IMPT LF | YES | 37.19 | ***
Section A6 - A7: Yellow Brass Insert Fittings
Male Solder Adapter (insert x solder)
A 06 | YBS2LF | YES | 1/2" ADAPT, INSXSOLD, YB LF |  | 15.45 | ***
A 06 | YBS3LF | YES | 3/4" ADAPT, INSXSOLD, YB LF |  | 15.08 | ***
A 06 | YBS4LF | YES | 1" ADAPT, INSXSOLD, YB LF |  | 29.25 | ***
A 06 | YBS5LF | YES | 1 1/4" ADAPT, INSXSOLD, YB LF |  | 52.91 | ***
A 06 | YBS6LF | YES | 1 1/2" ADAPT, INSXSOLD, YB LF |  | 55.76 | ***
A 06 | YBS8 | LF PENDING | 2" ADAPT, INSXSOLD, YB |  | 67.79 | ***
Female Solder Adapter (insert x solder)
A 06 | YBS3FLF | YES | 3/4"ADAPTER,INSXSOLDER,FEM,YB LF |  | 33.97 | ***
Male Adapter (insert x mpt)
A 06 | YBM2LF | YES | 1/2" ADAPT, INSXMPT, YB LF |  | 23.73 | ***
A 06 | YBM3LF | YES | 3/4" ADAPT, INSXMPT, YB LF |  | 36.02 | ***
A 06 | YBM4LF | YES | 1" ADAPT, INSXMPT, YB LF |  | 34.36 | ***
A 06 | YBM4-3LF | YES | 1X3/4" ADAPT, INSXMPT, YB LF |  | 31.24 | ***
A 06 | YBM5LF | YES | 1 1/4" ADAPT, INSXMPT, YB LF |  | 150.59 | ***
A 06 | YBM5-4LF | YES | 1 1/4X1" ADAPT, INSXMPT, YB LF |  | 78.27 | ***
A 06 | YBM6LF | YES | 1 1/2" ADAPT, INSXMPT, YB LF |  | 420.96 | ***
A 06 | YBM8LF | YES | 2" ADAPT, INSXMPT, YB LF |  | 174.36 | ***
Extra Long Male Adapter (insert x mpt)
A 06 | YBMX4LF | YES | 1 EXTRA LONG YB ADAPTER LF |  | 60.44 | ***
Female Adapter (insert x fpt)
A 06 | YBF2LF | YES | 1/2" ADAPT, INSXFPT LF |  | 41.42 | ***
A 06 | YBF3LF | YES | 3/4" ADAPT, INSXFPT, YB LF |  | 25.91 | ***
A 06 | YBF4LF | YES | 1" ADAPT, INSXFPT, YB LF |  | 48.12 | ***
A 06 | YBF5LF | YES | 1 1/4" ADAPT, INSXFPT, YB LF |  | 221.31 | ***
Coupling (insert x insert)
A 06 | YBC2LF | YES | 1/2" CPLG, INS, YB LF |  | 19.64 | ***
A 06 | YBC3LF | YES | 3/4" CPLG, INS, YB LF |  | 20.7 | ***
A 06 | YBC4LF | YES | 1" CPLG, INS, YB LF |  | 36.34 | ***
A 06 | YBC5LF | YES | 1 1/4" CPLG, INS, YB LF |  | 59.33 | ***
A 06 | YBC6LF | YES | 1 1/2" CPLG, INS, YB LF |  | 61.27 | ***
A 06 | YBC8 | LF PENDING | 2" CPLG, IND, YB LF |  | 83.09 | ***
Elbow (insert x insert, cast)
A 07 | YBL3LF | YES | 3/4" INS ELL, LEAD FREE.10 MAX |  | 49.41 | ***
A 07 | YBL4LF | YES | 1" INS ELL,LEAD FREE-.10 MAX |  | 94.55 | ***
A 07 | YBL5LF | YES | 1 1/4"INS ELL,LEAD FREE.10 MAX |  | 90.26 | ***
A 07 | YBL6LF | YES | 1 1/2" ELL, INS, YB LF |  | 228.01 | ***
Male Combo Elbow (insert x mpt, cast)
A 07 | YBMC3LF | YES | 3/4" COMB. ELL, INSXMPT, YB LEAD FREE |  | 62.5 | ***
A 07 | YBMC4LF | YES | 1" COMB, ELL, INSXMPT, YB LEAD FREE |  | 75.63 | ***
A 07 | YBMC4-3LF | YES | 1" X 3/4" COMB. ELL INSXMPT YB LEAD FR |  | 103.7 | ***
A 07 | YBMC5LF | YES | 1 1/4" COMB. ELL, INSXMPT, YB LF |  | 406.13 | ***
A 07 | YBMC6LF | YES | 1 1/2" COMB. ELL, INSXMPT, YB LF |  | 733.3 | ***
Female Combo Elbow (insert x fpt, cast)
A 07 | YBFC3LF | YES | 3/4" COMB. EL, INSXFPT, YB LF |  | 163.64 | ***
A 07 | YBFC4LF | YES | 1"ELL-INSXFPT,LEAD FREE.10 MAX |  | 71.38 | ***
A 07 | YBFC5LF | YES | 1 1/4" COMB, EL, INSXFPT LF |  | 295.11 | ***
Tee (insert x insert x insert, cast)
A 07 | YBT3LF | YES | 3/4"INS TEE-LEAD FREE .10%MAX |  | 102.4 | ***
A 07 | YBT4LF | YES | 1" TEE. INS YB LF |  | 145.47 | ***
A 07 | YBT4-3LF | YES | 1 3/4" TEE, INS,YB LF |  | 150.47 | ***
A 07 | YBT5LF | YES | 1 1/4" TEE, INS, YB LF |  | 153.96 | ***
A 07 | YBT5-4LF | YES | 1 1/4" TEE, INS, YB LF |  | 357.98 | ***
A 07 | YBT6LF | YES | 1 1/2" TEE, INS, YB LF |  | 452.29 | ***
Female Combo Tee (insert x insert x fpt, cast)
A 07 | YBTF3LF | YES | 3/4" COMB. TEE, INSXFPT, YB LF |  | 212.46 | ***
A 07 | YBTF4LF | YES | 1" COMB. TEE, INSXFPT, YB LF |  | 417.73 | ***
A 07 | YBTF4-3LF | YES | 1 3/4" COMB. TEE, INSXFPT, YB LF |  | 302.17 | ***
A 07 | YBTF5LF | YES | 1 1/4" COMB. TEE, INSXFPT, YB* LF |  | 346.55 | ***
Section A8 - A10: Steel Insert Fittings
Male Adapter
A 08 | MAS 2 | YES | 1/2 MALE ADAPTER STL |  | 8.62
A 08 | MAS 2T | YES | 1/2"STEEL MALE ADAPTER,IMPORT | YES | 4.44
A 08 | MAS 3 | YES | 3/4 MALE ADAPTER STL |  | 9.42
A 08 | MAS 3T | YES | 3/4"STEEL MALE ADAPTER,IMPORT | YES | 5.48
A 08 | MAS 4 | YES | 1 MALE ADAPTER STL |  | 10.71
A 08 | MAS 4T | YES | 1" STEEL MALE ADAPTER,IMPORT | YES | 7.13
A 08 | MAS 5 | YES | 1 1/4 MALE ADAPTER STL |  | 13.75
A 08 | MAS 5T | YES | 1 1/4" STL MALE ADAPTR,IMPORT | YES | 9.69
A 08 | MAS 6 | YES | 1 1/2 MALE ADAPTER STL |  | 15.83
A 08 | MAS 6T | YES | 1 1/2" STL MALE ADAPTER,IMPORT | YES | 12.94
A 08 | MAS 8 | YES | 2 MALE ADAPTER STL |  | 21.34
A 08 | MAS 8T | YES | 2" STL MALE ADAPTER,IMPORT | YES | 17.7
A 08 | MAS 10 | YES | 2 1/2 MALE ADAPTER STL |  | 60.94
A 08 | MAS 12 | YES | 3 MALE ADAPTER STL |  | 76.23
A 08 | MAS 16 | YES | 4 MALE ADAPTER STL |  | 123.31
Extra Long Male Adapter
A 08 | XS4 | YES | 1 EX LONG ADAPT STL * |  | 21.68
A 08 | XS5 | YES | 1 1/4 EX LONG ADAPT STL |  | 28.77
Reducing Male Adapter (insert x mpt)
A 08 | SAS4-3 | YES | 1X3/4 RED ADPT STL-INS X MPT |  | 22.52
Reducing Male Adapter (mpt x insert)
Coupling
A 09 | CS 2T | YES | 1/2 COUPLING STL IMPORT | YES | 4.12
A 09 | CS 3 | YES | 3/4 COUPLING STL |  | 9.39
A 09 | CS 3T | YES | 3/4" COUPLING STL IMPORT | YES | 4.97
A 09 | CS 4 | YES | 1 COUPLING STL |  | 11.88
A 09 | CS 4T | YES | 1" COUPLING STL IMPORT | YES | 6.17
A 09 | CS 5 | YES | 1 1/4 COUPLING STL |  | 18.78
A 09 | CS 5T | YES | 1 1/4 COUPLING STL, IMPORT | YES | 10.69
A 09 | CS 6 | YES | 1 1/2 COUPLING STL |  | 22.45
A 09 | CS 6T | YES | 1 1/2" COUPLING STL, IMPORT | YES | 12.78
A 09 | CS 8T | YES | 2" COUPLING STL, IMPORT | YES | 16.17
Extra Long Coupling
A 09 | XCS5 | YES | 1 1/4 EX LONG CPLG STL |  | 79.19
Female Adapter
Venturi Rope Adapter (mpt x insert)
A 09 | ZAS4 | YES | 1 VENTURI ROPE ADPT STL |  | 219.78
Venturi Male Adapter
A 10 | VMAS3X12 | YES | 3/4X12 VENT M ADPT STL |  | 31.42
A 10 | VMAS4X6 | YES | 1 X 6 VENT M ADPT STL |  | 21.45
A 10 | VMAS4X8 | YES | 1 X 8 VENT MALE ADPT STL |  | 25.79
Extra Long Venturi Male Adapter
A 10 | XVS4-8 | YES | 1X8 EX LONG VENT STL |  | 50.48
Section A11: Stainless Steel Fittings
Male Adapter
A 11 | MASS 2 | YES | 1/2"MALE ADPT, STAINLESS STL. |  | 45.76 | ***
A 11 | MASS 2T | YES | 1/2"MALE ADPT, STAINLESS STL IMPORT | YES | 13.99
A 11 | MASS 3 | YES | 3/4"MALE ADPT, STAINLESS STL. |  | 42.63 | ***
A 11 | MASS 3T | YES | 3/4"MALE ADPT, STAINLESS STL IMPORT | YES | 16.26
A 11 | MASS 4 | YES | 1" MALE ADAPTER STAINLESS STEEL |  | 48.18 | ***
A 11 | MASS 5 | YES | 1 1/4" MALE ADAPTER SS |  | 78.67 | ***
A 11 | MASS 5T | YES | 1 1/4" MALE ADAPTER SS IMPORT | YES | 33.88
A 11 | MASS 6 | YES | 1 1/2" MALE ADAPTER SS |  | 85.15 | ***
A 11 | MASS 6T | YES | 1 1/2" MALE ADAPTER SS IMPORT | YES | 44.53
A 11 | MASS 8T | YES | 2" MALE ADAPTER STAINLESS STL IMP | YES | 69.4
Extra Long Male Adapter
A 11 | XSS-4 | YES | 1 EXTRA LONG STAINLESS ADAPTER |  | 88.31 | ***
A 11 | XSS-4T | YES | 1 EXTRA LONG STAINLESS ADAPTER IMP | YES | 33.71
A 11 | XSS-5 | YES | 1-1/4 EX.LONG STAINLESS ADPTER |  | 111.13 | ***
A 11 | XSS-5T | YES | 1-1/4 EX.LONG STAINLESS ADPTER IMP | YES | 41.85
Reducing Male Adapter (mpt x insert)
A 11 | RASS5-4 | YES | 1 1/4X1 RED ADPT STNLS STL-MXI |  | 105.43 | ***
A 11 | RASS5-4T | YES | 1 1/4X1 RED ADPT STNLS STL-MXI IMP | YES | 32.97
Extra Long Reducing Male Adapter (mpt x insert)
A 11 | XSS5-4 | YES | 1-1/4X1 EX LONG STAINLS ADPTER |  | 169.96 | ***
A 11 | XSS5-4T | YES | 1-1/4X1 EX LONG STAINLS ADPTER IMP | YES | 39.84
Coupling
A 11 | CSS2T | YES | 1/2" COUPLING, STAINLESS STL. IMPORT | YES | 19.42
A 11 | CSS3T | YES | 3/4" COUPLING, STAINLESS STL. | YES | 22.05
A 11 | CSS4 | YES | 1" COUPLING, STAINLESS STL. |  | 67.48 | ***
A 11 | CSS4T | YES | 1" COUPLING, STAINLESS STL. IMPORT | YES | 22.98
A 11 | CSS5 | YES | 1 1/4" COUPLING, STAINLESS STL |  | 80.65 | ***
A 11 | CSS5T | YES | 1 1/4" COUPLING, STAINLESS STL IMPORT | YES | 31.13
A 11 | CSS6T | YES | 1 1/2" COUPLING, STAINLESS STL. IMPORT | YES | 42.93
A 11 | CSS8T | YES | 2" COUPLING, STAINLESS STL. IMPORT | YES | 81.27
Extra Long Coupling
A 11 | XCSS4 | YES | 1" EXTRA LONG STAINLEES STL COUP. |  | 92.15 | ***
Hex Bushing (mpt x fpt)
A 12 | RBSS3-1F | YES | 3/4 X 1/4 SS RED BUSHING(F) | YES | 20.22
A 12 | RBSS4-1F | YES | 1 X 1/4 SS RED BUSHING(F) | YES | 33.19
A 12 | RBSS4-3F | YES | 1 X 3/4 SS RED BUSHING(F) | YES | 37.95
A 12 | RBSS5-4F | YES | 1 1/4X1 SS RED BUSHING(F) | YES | 60.88
Stainless Steel Insert Fittings
A 12 | HE-3TSS | YES | 3/4" HYDRANT ELBOW - IMPORT SS | YES | 40.15
A 12 | HE-4TSS | YES | 1"INS X 1"MIP HYDRANT ELBOW SS | YES | 42.39
A 12 | HE4-3TSS | YES | 1"INS X 3/4"MIP HYDRANT ELBOW SS | YES | 50.38
A 12 | LSS3T | YES | 3/4" SS INSERT ELBOW, IMPORT | YES | 28.26
A 12 | LSS4T | YES | 1" SS INSERT ELBOW, IMPORT | YES | 32.46
A 12 | LSS5T | YES | 1 1/4" SS INSERT ELBOW, IMPORT | YES | 48.62
A 12 | TSS3T | YES | 3/4" SS INSERT TEE, IMPORT | YES | 30.71
A 12 | TSS4T | YES | 1" SS INSERT TEE, IMPORT | YES | 40.34
A 12 | TSS5T | YES | 1 1/4" SS INSERT TEE, IMPORT | YES | 59.77
Section B1: Nylon Insert Fittings
Male Adapter
B 01 | MAN 2 | YES | N436-005 1/2 MALE ADPT NYLON |  | 1.78
B 01 | MAN 3 | YES | N436-007 3/4 MALE ADPT NYLON |  | 2.36
B 01 | MAN 4 | YES | N436-010 1 MALE ADPT NYLON |  | 2.75
B 01 | MAN 5 | YES | N436-012 1 1/4 MALE ADPT NYLON |  | 4.49
B 01 | MAN 6 | YES | N436-015 1 1/2 MALE ADPT NYLON |  | 5.98
B 01 | MAN 8 | YES | N436-020 2 MALE ADPT NYLON |  | 7.69
Coupling
B 01 | CN 2 | YES | N429-005 1/2 COUPLING NYLON |  | 2.02
B 01 | CN 3 | YES | N429-007 3/4 COUPLING NYLON |  | 2.06
B 01 | CN 4 | YES | N429-010 1 COUPLING NYLON |  | 2.75
B 01 | CN 5 | YES | N429-012 1 1/4 COUPLING NYLON |  | 4.9
B 01 | CN 6 | YES | N429-015 1 1/2 COUPLING NYLON |  | 6.4
B 01 | CN 8 | YES | N429-020 2 COUPLING NYLON |  | 7.69
Elbow
B 01 | LN 2 | YES | N406-005 1/2 ELL NYLON |  | 2.86
B 01 | LN 3 | YES | N406-007 3/4 ELL NYLON |  | 3.69
B 01 | LN 4 | YES | N406-010 1 ELL NYLON |  | 3.92
B 01 | LN 5 | YES | N406-012 1 1/4 ELL NYLON |  | 6.63
B 01 | LN 6 | YES | N406-015 1 1/2 ELL NYLON |  | 9.73
B 01 | LN 8 | YES | N406-020 2 ELL NYLON |  | 16.23
Male Combo Elbow (insert x mpt)
B 01 | CEN 2 | YES | N413-005 1/2 COMB ELL NYLON |  | 4.7
B 01 | CEN 3 | YES | N413-007 3/4 COMB ELL NYLON |  | 10.42
B 01 | CEN 4 | YES | N413-010 1 COMB ELL NYLON |  | 10.59
B 01 | CEN 5 | YES | N413-012 1 1/4 COMB ELL NYLON |  | 12.41
B 01 | CEN 6 | YES | N413-015 1 1/2 COMB ELL NYLON |  | 12.61
Tee
B 01 | TN 2 | YES | N401-005 1/2 TEE NYLON |  | 3.64
B 01 | TN 3 | YES | N401-007 3/4 TEE NYLON |  | 3.92
B 01 | TN 4 | YES | N401-010 1 TEE NYLON |  | 6.41
B 01 | TN 5 | YES | N401-012 1 1/4 TEE NYLON |  | 11.53
B 01 | TN 6 | YES | N401-015 1 1/2 TEE NYLON |  | 14.4
B 01 | TN 8 | YES | N401-020 2 TEE NYLON * |  | 19.5
Section B2 - B5: PVC Insert Fittings
Male Adapter
B 02 | MAP 2 | YES | 1436-005 1/2 MALE ADPT POLY |  | 2.58 | ***
B 02 | MAP 3 | YES | 1436-007 3/4 MALE ADPT POLY |  | 3.07 | ***
B 02 | MAP 4 | YES | 1436-010 1 MALE ADPT POLY |  | 3.22 | ***
B 02 | MAP 5 | YES | 1436-012 1 1/4 MALE ADPT POLY |  | 5.08 | ***
B 02 | MAP 6 | YES | 1436-015 1 1/2 MALE ADPT POLY |  | 5.53 | ***
B 02 | MAP 8 | YES | 1436-020 2 MALE ADPT POLY |  | 10.62 | ***
B 02 | MAP12 | YES | 1436-030 3 MALE ADPT PVC * |  | 53.69 | ***
B 02 | MAP16 | YES | 1436-040 4 MALE ADPT PVC * |  | 69.79 | ***
Reducing Male Adapter (mpt x insert)
B 02 | RMAP3-2A | YES | 1436-101 3/4X1/2 RED MA ADPT A |  | 7.2 | ***
B 02 | RMAP4-3A | YES | 1436-131 1X3/4 RED MA ADPT A |  | 7.32 | ***
B 02 | RMAP5-3A | YES | 1436-167 1 1/4X3/4RED M ADT A* |  | 8.71 | ***
B 02 | RMAP5-4A | YES | 1436-168 1 1/4X1 RED MA ADPT A |  | 9.26 | ***
B 02 | RMAP6-4A | YES | 1436-211 1 1/2X1 RED MA ADPT A |  | 11.29 | ***
B 02 | RMAP6-5A | YES | 1436-212 1 1/2X1 1/4 RD M ADP* |  | 11.29 | ***
B 02 | RMAP8-6A | YES | 1436-251 2X1 1/2 RED MA ADT A |  | 18.96 | ***
Reducing Male Adapter (insert x mpt)
B 02 | RMAP3-2B | YES | 1436-074 3/4X1/2 RED MA ADPT B |  | 7.91 | ***
B 02 | RMAP4-3B | YES | 1436-102 1X3/4 RED MA ADPT B |  | 8.11 | ***
B 02 | RMAP5-4B | YES | 1436-132 1 1/4X1 RED MA ADPT B |  | 9.96 | ***
B 02 | RMAP6-4B | YES | 1436-133 1 1/2X1 RED MA ADT B* |  | 14.79 | ***
B 02 | RMAP6-5B | YES | 1436-169 1 1/2X1 1/4RED MA ADP |  | 14.79 | ***
B 02 | RMAP8-6B | YES | 1436-213 2X1 1/2 RED MA ADT B* |  | 19.09 | ***
Female Adapter
B 02 | FAP2 | YES | 1435-005 1/2 PVC FEM ADPT |  | 10.98 | ***
B 02 | FAP3 | YES | 1435-007 3/4 PVC FEM ADPT |  | 11.99 | ***
B 02 | FAP4 | YES | 1435-010 1 PVC FEM ADPT |  | 13.2 | ***
B 02 | FAP5 | YES | 1435-012 1 1/4 PVC FEM ADPT |  | 16.25 | ***
B 02 | FAP6 | YES | 1435-015 1 1/2 PVC FEM ADPT * |  | 20.63 | ***
B 02 | FAP8 | YES | 1435-020 2 PVC FEM ADPT |  | 34.83 | ***
Insert Plug
B 02 | INS PLUG2 | YES | 1449-005 1/2 INSERT PLUG |  | 4.55 | ***
B 02 | INS PLUG3 | YES | 1449-007 3/4 INSERT PLUG |  | 4.79 | ***
B 02 | INS PLUG4 | YES | 1449-010 1 INSERT PLUG |  | 6.45 | ***
B 02 | INS PLUG5 | YES | 1449-012 1 1/4 INSERT PLUG |  | 8.03 | ***
B 02 | INS PLUG6 | YES | 1449-015 1 1/2 INSERT PLUG * |  | 8.79 | ***
B 02 | INS PLUG8 | YES | 1449-020 2 INSERT PLUG * |  | 15.43 | ***
Coupling
B 02 | CP 2 | YES | 1429-005 1/2 COUPLING POLY |  | 2.52 | ***
B 02 | CP 3 | YES | 1429-007 3/4 COUPLING POLY |  | 3.07 | ***
B 02 | CP 4 | YES | 1429-010 1 COUPLING POLY |  | 3.21 | ***
B 02 | CP 5 | YES | 1429-012 1 1/4 COUPLING POLY |  | 4.79 | ***
B 02 | CP 6 | YES | 1429-015 1 1/2 COUPLING POLY |  | 5.53 | ***
B 02 | CP 8 | YES | 1429-020 2 COUPLING POLY |  | 10.53 | ***
B 02 | CP 12 | YES | 1429-030 3 COUPLING POLY |  | 46.06 | ***
B 02 | CP 16 | YES | 1429-040 4 COUPLING POLY |  | 62.64 | ***
Reducing Coupling (insert x insert)
B 02 | RCP3-2 | YES | 1429-101 3/4X1/2 RED CPLG |  | 4.2 | ***
B 02 | RCP4-2 | YES | 1429-130 1X1/2 RED CPLG * |  | 5.72 | ***
B 02 | RCP4-3 | YES | 1429-131 1X3/4 RED CPLG |  | 4.32 | ***
B 02 | RCP5-3 | YES | 1429-167 1 1/4X3/4 RED CPLG * |  | 8.71 | ***
B 02 | RCP5-4 | YES | 1429-168 1 1/4X1 RED CPLG |  | 6.68 | ***
B 02 | RCP6-3 | YES | 1429-210 1 1/2X3/4 RED CPLG * |  | 10.53 | ***
B 02 | RCP6-4 | YES | 1429-211 1 1/2X1 RED CPLG * |  | 10.08 | ***
B 02 | RCP6-5 | YES | 1429-212 1 1/2X1 1/4 RED CPLG |  | 7.91 | ***
B 02 | RCP8-4 | YES | 1429-249 2X1 RED CPLG * |  | 14.29 | ***
B 02 | RCP8-5 | YES | 1429-250 2X1 1/4 RED CPLG * |  | 13.2 | ***
B 02 | RCP8-6 | YES | 1429-251 2X1 1/2 RED CPLG * |  | 12.66 | ***
Elbow
B 03 | LP 2 | YES | 1406-005 1/2 ELL POLY |  | 5.02 | ***
B 03 | LP 3 | YES | 1406-007 3/4 ELL POLY |  | 6.07 | ***
B 03 | LP 4 | YES | 1406-010 1 ELL POLY |  | 6.68 | ***
B 03 | LP 5 | YES | 1406-012 1 1/4 ELL POLY |  | 7.43 | ***
B 03 | LP 6 | YES | 1406-015 1 1/2 ELL POLY |  | 8.84 | ***
B 03 | LP 8 | YES | 1406-020 2 ELL POLY |  | 12.42 | ***
Male Combo Elbow (insert x mpt)
B 03 | CEP2 | YES | 1413-005 1/2 COMP ELL (IXM) |  | 6.32 | ***
B 03 | CEP3 | YES | 1413-007 3/4COMB ELL (IXM) |  | 8.76 | ***
B 03 | CEP4 | YES | 1413-010 1 COMB ELL PVC (IXM) |  | 11.29 | ***
B 03 | CEP5 | YES | 1413-012 1 1/4 COMB ELL |  | 15.04 | ***
B 03 | CEP6 | YES | 1413-015 1 1/2 COMB ELL PVC |  | 19.91 | ***
B 03 | CEP8 | YES | 1413-020 2 COMB ELL PVC (IXM) |  | 31.36 | ***
Female Combo Elbow (insert x fpt)
B 03 | CREP2-2 | YES | 1407-005 1/2X1/2 COMB RED ELL |  | 5.59 | ***
B 03 | CREP3-2 | YES | 1407-101 3/4X1/2 COMB RED ELL |  | 5.8 | ***
B 03 | CREP3-3 | YES | 1407-007 3/4X3/4 COMB RED ELL |  | 6.07 | ***
B 03 | CREP4-2 | YES | 1407-130 1X1/2 COMB RED ELL |  | 6.07 | ***
B 03 | CREP4-3 | YES | 1407-131 1X3/4 COMB RED ELL |  | 6.99 | ***
B 03 | CREP4-4 | YES | 1407-010 1X1 COMB RED ELL IXF |  | 7.75 | ***
B 03 | CREP5-3 | YES | 1407-167 1 1/4X3/4COMB RED EL* |  | 10.49 | ***
B 03 | CREP5-4 | YES | 1407-168 1 1/4X1 COMB RED ELL* |  | 10.49 | ***
B 03 | CREP5-5 | YES | 1407-012 1 1/4X1 1/4CMB REDEL* |  | 11.59 | ***
B 03 | CREP6-4 | YES | 1407-211 1 1/2X1 COMB RED ELL* |  | 11.79 | ***
B 03 | CREP8-8 | YES | 1407-020 2X2 COMB RED ELL IXF* |  | 22.09 | ***
Reducing Elbow (insert x insert)
B 03 | REP3-2 | YES | 1406-101 3/4X1/2 PVC RED ELL * |  | 5.8 | ***
B 03 | REP4-3 | YES | 1406-131 1X3/4 PVC RED ELL * |  | 6.99 | ***
B 03 | REP5-4 | YES | 1406-168 1 1/4X1 PVC RED ELL * |  | 10.49 | ***
Tee
B 04 | TP 2 | YES | 1401-005 1/2 TEE POLY |  | 5.42 | ***
B 04 | TP 3 | YES | 1401-007 3/4 TEE POLY |  | 6.03 | ***
B 04 | TP 4 | YES | 1401-010 1 TEE POLY |  | 7.72 | ***
B 04 | TP 5 | YES | 1401-012 1 1/4 TEE POLY |  | 12.08 | ***
B 04 | TP 6 | YES | 1401-015 1 1/2 TEE POLY |  | 13.51 | ***
B 04 | TP 8 | YES | 1401-020 2 TEE POLY |  | 26.63 | ***
Reducing Tee (insert x insert x reducing insert)
B 04 | RTP3-3-2A | YES | 1401-101 3/4X3/4X1/2 RED TE A* |  | 6.6 | ***
B 04 | RTP4-4-2A | YES | 1401-130 1X1X1/2 RED TEE A * |  | 7.75 | ***
B 04 | RTP4-4-3A | YES | 1401-131 1X1X3/4 RED TEE A * |  | 7.91 | ***
B 04 | RTP5-5-3A | YES | 1401-167 1 1/4X1 1/4X3/4 RD T* |  | 10.23 | ***
B 04 | RTP5-5-4A | YES | 1401-168 1 1/4X1 1/4X1 RED TE* |  | 10.23 | ***
B 04 | RTP6-6-3A | YES | 1401-210 1 1/2X1 1/2X3/4 RD T* |  | 17.75 | ***
B 04 | RTP6-6-4A | YES | 1401-211 1 1/2X1 1/2X1 RD T A* |  | 17.75 | ***
B 04 | RTP6-6-5A | YES | 1401-212 1 1/2X1 1/2X1 1/4 TE* |  | 17.75 | ***
B 04 | RTP8-8-3A | YES | 1401-248 2X2X3/4 RED TEE A * |  | 32.94 | ***
B 04 | RTP8-8-4A | YES | 1401-249 2X2X1 RED TEE A * |  | 32.94 | ***
B 04 | RTP8-8-5A | YES | 1401-250 2X2X1 1/4 RED TEE A * |  | 26.5 | ***
Reducing Tee (insert x reducing insert x reducing insert)
B 04 | RTP6-5-4B | YES | 1401-202 1 1/2X1 1/4X1 RD T B* |  | 18.32 | ***
Male Combo Tee (insert x insert x mpt)
B 05 | CTP2 | YES | 1403-005 1/2 PVC COMB TEE * |  | 7.43 | ***
B 05 | CTP3 | YES | 1403-007 3/4 PVC COMB TEE * |  | 10.23 | ***
B 05 | CTP4 | YES | 1403-010 1 PVC COMB TEE |  | 13.1 | ***
B 05 | CTP5 | YES | 1403-012 1 1/4 PVC COMB TEE * |  | 17.03 | ***
B 05 | CTP6 | YES | 1403-015 1 1/2 PVC COMB TEE * |  | 19.2 | ***
Female Combo Reducing Tee (insert x insert x fpt)
B 05 | CRTP2-2-2A | YES | 1402-005 1/2X1/2X1/2 C/R TE A* |  | 6.03 | ***
B 05 | CRTP3-3-2A | YES | 1402-101 3/4X3/4X1/2 C/R TEE A |  | 7.32 | ***
B 05 | CRTP3-3-3A | YES | 1402-007 3/4X3/4X3/4 C/R TEE A |  | 8.84 | ***
B 05 | CRTP4-4-2A | YES | 1402-130 1X1X1/2 C/R TEE A |  | 9.66 | ***
B 05 | CRTP4-4-3A | YES | 1402-131 1X1X3/4 C/R TEE A |  | 9.66 | ***
B 05 | CRTP4-4-4A | YES | 1402-010 1X1X1 C/R TEE A |  | 10.49 | ***
B 05 | CRTP5-5-2A | YES | 1402-166 1 1/4X1 1/4X1/2 C/RT* |  | 13.18 | ***
B 05 | CRTP5-5-3A | YES | 1402-167 1 1/4X1 1/4X3/4 C/RT* |  | 14.45 | ***
B 05 | CRTP5-5-4A | YES | 1402-168 1 1/4X1 1/4X1 C/R TEE |  | 15.31 | ***
B 05 | CRTP5-5-5A | YES | 1402-012 1 1/4X1 1/4X1 1/4 TEE |  | 15.22 | ***
B 05 | CRTP6-6-2A | YES | 1402-209 1 1/2X1 1/2X1/2 C/RT* |  | 20.13 | ***
B 05 | CRTP6-6-3A | YES | 1402-210 1 1/2X1 1/2X3/4 C/RT* |  | 23.82 | ***
B 05 | CRTP6-6-4A | YES | 1402-211 1 1/2X1 1/2X1 C/R TE* |  | 23.82 | ***
B 05 | CRTP6-6-6A | YES | 1402-015 1 1/2X1 1/2X1 1/2 TE* |  | 26.5 | ***
B 05 | CRTP8-8-2A | YES | 1402-247 2X2X1/2 C/R TEE A * |  | 26.92 | ***
B 05 | CRTP8-8-3A | YES | 1402-248 2X2X3/4 C/R TEE A * |  | 28.55 | ***
B 05 | CRTP8-8-4A | YES | 1402-249 2X2X1 C/R TEE A * |  | 31.26 | ***
B 05 | CRTP8-8-8A | YES | 1402-020 2X2X2 C/R TEE A * |  | 32.82 | ***
Female Combo Reducing Tee (insert x reducing insert x fpt)
B 05 | CRTP5-4-2B | YES | 1402-156 1 1/4X1X1/2 C/R TE B* |  | 17.6 | ***
Cross
B 05 | PC 3 | YES | 1420-007 3/4 PVC CROSS * |  | 17.24 | ***
B 05 | PC 4 | YES | 1420-010 1 PVC CROSS * |  | 17.61 | ***
Section B6: Repair Couplings
Poly-Stretch Couplings
B 06 | PSC-07 | YES | 3/4" POLY-STRETCH COUPLING |  | 22.73 | ***
B 06 | PSC-10 | YES | 1" POLY-STRETCH COUPLING |  | 22.73 | ***
B 06 | PSC-12 | YES | 1 1/4" POLY-STRETCH COUPLING |  | 33.57 | ***
B 06 | PSC-15 | YES | 1 1/2" POLY-STRETCH COUPLING |  | 39.07 | ***
B 06 | PSC-20 | YES | 2" POLY-STRETCH COUPLING |  | 61.53 | ***
Section C1 - C2: imp Red Brass Threaded Fittings
Coupling
C 01 | BTA2 | YES | 1/2 COUPLING, BTF | YES | 20.82 | ***
C 01 | BTA3 | YES | 3/4 COUPLING, BTF | YES | 29.32 | ***
C 01 | BTA4 | YES | 1 COUPLING, BTF | YES | 49.84 | ***
C 01 | BTA5 | YES | 1 1/4 COUPLING, BTF | YES | 83.23 | ***
C 01 | BTA6 | YES | 1 1/2 COUPLING, BTF | YES | 138.84 | ***
C 01 | BTA8 | YES | 2 COUPLING, BTF * | YES | 229.18 | ***
Drop Pipe Coupling
C 01 | BDPC5 | NO | 1 1/4 BR DEEP WELL PIPE SS CPLG | YES | 44.68
C 01 | DPC4 | YES | 1 DEEP WELL DROP PIPE SS CPLG | YES | 54.18
C 01 | DPC5 | YES | 1 1/4 DEEP WELL DROP PIPE SS CPLG | YES | 64.31
C 01 | DPC6 | YES | 1 1/2 DEEP WELL DROP PIPE SS CPLG | YES | 72.6
C 01 | DPC8 | YES | 2 DEEP WELL DROP PIPE SS CPLG | YES | 77.24
Reducing Coupling
C 01 | BTA3-2 | YES | 3/4X1/2 COUPLING RED BTF. |  | 44.7 | ***
C 01 | BTA4-3 | YES | 1X3/4 COUPLING,RED.BTF |  | 72.63 | ***
C 01 | BTA5-3 | YES | 1 1/4X3/4 COUPLING, BTF |  | 145.11 | ***
C 01 | BTA6-4 | YES | 1 1/2X1 COUPLING, BTF |  | 183.91 | ***
C 01 | BTA6-5 | YES | 1 1/2X1 1/4 COUPLING,BTF |  | 183.91 | ***
C 01 | BTA8-4 | YES | 2 X 1 COUPLING, BTF * |  | 370.03 | ***
90o Elbow
C 01 | BTB1 | YES | 1/4 90 ELBOW BTF |  | 31.99 | ***
C 01 | BTB2 | YES | 1/2 90 ELBOW BTF |  | 33.71 | ***
C 01 | BTB3 | YES | 3/4 90 ELBOW BTF |  | 41.58 | ***
C 01 | BTB4 | YES | 1 90 ELBOW BTF |  | 69.5 | ***
C 01 | BTB5 | YES | 1 1/4 90 ELBOW BTF |  | 111.88 | ***
C 01 | BTB6 | YES | 1 1/2 90 ELBOW BTF |  | 146.16 | ***
C 01 | BTB8 | YES | 2 90 ELBOW BTF |  | 224.57 | ***
90o Reducing Elbow
C 01 | BTB4-3 | YES | 1X3/4 90 ELL,RED.BTF. |  | 106.24 | ***
90o Street Elbow
C 01 | BTE2 | YES | 1/2 90 ST ELBOW BTF |  | 44.7 | ***
C 01 | BTE3 | YES | 3/4 90 ST ELBOW BTF |  | 61.42 | ***
C 01 | BTE4 | YES | 1 90 ST ELBOW BTF |  | 100.41 | ***
C 01 | BTE5 | YES | 1 1/4 90 ST ELBOW BTF |  | 183.91 | ***
C 01 | BTE6 | YES | 1 1/2 90 ST ELBOW BTF |  | 200.53 | ***
C 01 | BTE8 | YES | 2 90 ST ELBOW BTF * |  | 339.7 | ***
45o Elbow
C 01 | BTD2 | YES | 1/2 45 ELBOW BTF |  | 39.23 | ***
C 01 | BTD3 | YES | 3/4 45 ELBOW BTF |  | 55.71 | ***
C 01 | BTD4 | YES | 1 45 ELBOW BTF |  | 94.75 | ***
C 01 | BTD5 | YES | 1 1/4 45 ELBOW BTF |  | 150.51 | ***
Tee
C 02 | BTC1 | YES | 1/4 TEE,BTF |  | 37.53 | ***
C 02 | BTC3 | YES | 3/4 TEE BTF |  | 48.13 | ***
C 02 | BTC4 | YES | 1 TEE BTF |  | 86.46 | ***
C 02 | BTC5 | YES | 1 1/4 TEE BTF |  | 148.85 | ***
C 02 | BTC6 | YES | 1 1/2 TEE BTF |  | 196.25 | ***
C 02 | BTC8 | YES | 2 TEE BTF |  | 309.01 | ***
Reducing Tee
C 02 | BTC4-4-2 | YES | 1X1X1/2 BRASS THREADED TEE |  | 145.11 | ***
C 02 | BTC4-4-3 | YES | 1X1X3/4 BRASS THREADED TEE |  | 145.11 | ***
C 02 | BTC5-5-4 | YES | 1 1/4X1 1/4X1 BRASS THRD TEE |  | 206.08 | ***
Square Head Plug
C 02 | BTF0 | YES | 1/8 PLUG,BR.THRD.FITTING |  | 27.96 | ***
C 02 | BTF1 | YES | 1/4 SQ HEAD PLUG BTF |  | 27.96 | ***
C 02 | BTF2 | YES | 1/2 SQ HEAD PLUG BTF |  | 27.86 | ***
C 02 | BTF3 | YES | 3/4 SQ HEAD PLUG BTF |  | 36.21 | ***
C 02 | BTF4 | YES | 1 SQ HEAD PLUG BTF |  | 44.7 | ***
C 02 | BTF5 | YES | 1 1/4 SQ HEAD PLUG BTF |  | 60.99 | ***
C 02 | BTF6 | YES | 1 1/2 SQ HEAD PLUG BTF |  | 114.59 | ***
C 02 | BTF8 | YES | 2 SQ HEAD PLUG BTF * |  | 194.88 | ***
Hex Bushing (mpt x fpt)
C 02 | BTH2-0 | YES | 1/2 X 1/8 BUSHING,BTF |  | 22.38 | ***
C 02 | BTH2-1 | YES | 1/2 X 1/4 BUSHING,BTF |  | 22.38 | ***
C 02 | BTH2-1.5 | YES | 1/2 X 3/8 BUSHING,BTF |  | 22.38 | ***
C 02 | BTH3-1 | YES | 3/4X1/4 BRASS THRD HEX BUSHING |  | 27.86 | ***
C 02 | BTH3-2 | YES | 3/4X1/2 MXF BUSHING BTF |  | 27.89 | ***
C 02 | BTH4-1 | YES | 1X1/4 BRASS THRD HEX BUSHING |  | 41.23 | ***
C 02 | BTH4-2 | YES | 1X1/2 BRASS THRD.RED.BUSHING |  | 39.24 | ***
C 02 | BTH4-3 | YES | 1X3/4 MXF BUSHING BTF |  | 39.24 | ***
C 02 | BTH5-3 | YES | 1 1/4X3/4 BRS THRD HEX BUSHNG |  | 66.97 | ***
C 02 | BTH5-4 | YES | 1 1/4X1 MXF BUSHING BTF |  | 70.32 | ***
C 02 | BTH6-3 | YES | 1 1/2X3/4 BRS THRD HEX BUSHNG |  | 94.77 | ***
C 02 | BTH6-4 | YES | 1 1/2X1 MXF BUSH BTF |  | 94.77 | ***
C 02 | BTH6-5 | YES | 1 1/2X1 1/4 MXF BUSH BTF * |  | 99.49 | ***
C 02 | BTH8-4 | YES | 2X1 MXF BUSHING BTF |  | 135.32 | ***
C 02 | BTH8-5 | YES | 2X1 1/4 MXF BUSHING BTF |  | 117.2 | ***
C 02 | BTH8-6 | YES | 2X1 1/2 MXF BUSHING BTF |  | 117.2 | ***
Union
C 02 | BTJ3 | YES | 3/4 UNION BTF |  | 122.6 | ***
C 02 | BTJ4 | YES | 1 UNION BTF |  | 161.41 | ***
C 02 | BTJ5 | YES | 1 1/4 UNION BTF |  | 182.8 | ***
C 02 | BTJ8 | YES | 2 UNION BTF |  | 428.64 | ***
Section C3 - C5: imp Malleable Iron Fittings
90o Elbow
C 03 | MFA3 | YES | 3/4 90 ELBOW,MF,GAL |  | 7.12
C 03 | MFA4 | YES | 1 90 ELBOW, MF, GAL * |  | 12.49
C 03 | MFA5 | YES | 1 1/4 90 ELBOW,MF, GAL * |  | 21.32
C 03 | MFA6 | YES | 1 1/2 90 ELBOW, MF,GAL * |  | 25.35
C 03 | MFA8 | YES | 2 90 ELBOW, MF, GAL * |  | 42.23
C 03 | MFA12 | YES | 3" 90 ELBOW, MF, GALV * |  | 176.74
90o Street Elbow
C 03 | MFB4 | YES | 1 90 ST EL, MF, GAL * |  | 17.73
C 03 | MFB5 | YES | 1 1/4 90 ST EL, MF, GAL * |  | 26.38
C 03 | MFB8 | YES | 2 90 ST EL, MF, GAL * |  | 56.21
90o Reducing Elbow
C 03 | MFC3-2 | YES | 3/4X1/2 RED EL,MF,GAL * |  | 12.36
C 03 | MFC8-5 | YES | 2 X 1 1/4 RED ELL, MF, GALV * |  | 57.94
45o Elbow
C 03 | MFE5 | YES | 1 1/4 45 ELBOW,MF,GAL * |  | 26.82
C 03 | MFE8 | YES | 2 45 ELBOW, MF, GAL * |  | 44.89
Coupling
C 04 | MFL2 | YES | 1/2 COUPLING, MF, GAL * |  | 8.11
C 04 | MFL4 | YES | 1 COUPLING, MF, GAL |  | 15.33
C 04 | MFL5 | YES | 1 1/4 COUPLING, MF, GAL * |  | 21.11
Reducing Coupling
C 04 | MFH4-3 | YES | 1X3/4 RED CPLG,MF,GAL * |  | 14.08
C 04 | MFH8-4 | YES | 2 X 1 RED.COUPLING,MF.GAL * |  | 32.2
C 04 | MFH8-6 | YES | 2X1 1/2 RED CPLG,MF,GAL * |  | 31.86
C 04 | MFH10-8 | YES | 2 1/2 X 2 RED CPLG, MF, GALV * |  | 109.25
Standard Merchant Coupling
C 04 | SMC5 | YES | 1 1/4 STD.MERCHANT CPLG. GALV* |  | 11
Tee
C 04 | MFF1 | YES | 1/4"TEE,MF,GALV * |  | 13.15
C 04 | MFF4 | YES | 1" TEE, MF, GAL |  | 18.74
C 04 | MFF5 | YES | 1 1/4" TEE, MF, GAL * |  | 29.69
C 04 | MFF6 | YES | 1 1/2" TEE, MF, GAL * |  | 38.44
C 04 | MFF8 | YES | 2" TEE, MF, GAL * |  | 61
C 04 | MFF16 | YES | 4" TEE, MF, GAL * |  | 452.24
Reducing Tee
C 04 | MFG4-3-4 | YES | 1X3/4X1 RED TEE,MF,GAL * |  | 41.31
C 04 | MFG4-4-2 | YES | 1X1/2 RED TEE, MF, GAL * |  | 24.62
C 04 | MFG4-4-3 | YES | 1X1X3/4 RED TEE,MF,GAL * |  | 17.05
NIC | MFG5-3-5 | YES | 1 1/4 X 3/4 X 1-1/4 RED TEE, MFG, GAL |  | 59.05
C 04 | MFG5-5-4 | YES | 1 1/4X1 RED TEE, MF,GAL * |  | 47.5
NIC | MFG6-6-4 | YES | 1 1/2 X 1 RED TEE, MFG, GAL |  | 55.77
NIC | MFG8-8-4 | YES | 2 X 1 RED TEE, MFG, GAL |  | 59.02
C 04 | MFG8-8-5 | YES | 2X1 1/4 RED TEE, MF,GAL * |  | 75.44
Cross
C 04 | MFO3 | YES | 3/4 CROSS,GALV.M.F. * |  | 25.97
Union
C 05 | MFN2 | YES | 1/2 UNION,MF.GALV * |  | 26.13
C 05 | MFN4 | YES | 1" UNION MF,GALV * |  | 43.27
C 05 | MFN5 | YES | 1 1/4" UNION MF,GALV * |  | 54.39
C 05 | MFN6 | YES | 1-1/2 UNION,MF.GALV. * |  | 65.1
C 05 | MFN8 | YES | 2 UNION,MF.GALV. * |  | 76.88
Hex Bushing (mpt x fpt)
C 05 | MFJ3-1 | YES | 3/4 X 1/4BUSH,MF,GALV. * |  | 13.17
C 05 | MFJ3-2 | YES | 3/4X1/2 BUSH,MF,GAL * |  | 11.29
C 05 | MFJ4-3 | YES | 1X3/4 BUSH,MF,GAL |  | 11.92
C 05 | MFJ5-1 | YES | 1-1/4X1/4 BUSHING,MF,GALV. * |  | 18.79
C 05 | MFJ5-3 | YES | 1-1/4X3/4 BUSHING,MF.GALV. * |  | 13.1
C 05 | MFJ5-4 | YES | 1 1/4X1 BUSH,MF,GAL * |  | 18.15
C 05 | MFJ6-1 | YES | 1-1/2"X1/4" GALV MALL BUSHING* |  | 28.53
C 05 | MFJ6-2 | YES | 1-1/2"X1/2"MALL. HEX BUSHING * |  | 24.18
C 05 | MFJ6-5 | YES | 1 1/2X1 1/4 BUSH,MF,GAL * |  | 22.27
C 05 | MFJ8-3 | YES | 2X3/4"HEX BUSHING,MF, GALV * |  | 27.29
C 05 | MFJ8-5 | YES | 2X1 1/4 BUSHING,MF,GALV. * |  | 25.52
C 05 | MFJ8-6 | YES | 2X1 1/2 BUSH,MF,GAL * |  | 24.03
C 05 | MFJ10-8 | YES | 2-1/2X2 HEX BUSH.,MALL.FITTNG* |  | 51.1
C 05 | MFJ12-8 | YES | 3X2 BUSH,MF,GAL * |  | 42.74
Cap
C 05 | MFK2 | YES | 1/2 CAP, MF, GAL * |  | 5.59
C 05 | MFK6 | YES | 1 1/2 CAP, MF, GAL * |  | 16.42
Square Head Plug
C 05 | MFM1 | YES | 1/4" PLUG, STEEL, GALV ONLY * |  | 1.87
C 05 | MFM2 | YES | 1/2" PLUG, STEEL, GALV * |  | 6.33
C 05 | MFM4 | YES | 1" NPT PLUG,MF,GALV |  | 9.64
C 05 | MFM5 | YES | 1-1/4 PLUG,MF.GALV. * |  | 15.08
C 05 | MFM6 | YES | 1-1/2 PLUG,MALL.FITTING * |  | 18.36
C 05 | MFM8 | YES | 2 PLUG, MF, GAL * |  | 26.91
C 05 | MFM12 | YES | 3"PLUG,MF,GAL * |  | 65.54
Section D1: Nipples
Brass Nipples
D 01 | BN1/4XCLOSE | YES | 1/4XCLOSE BRASS NIPPLE |  | 9.33 | ***
D 01 | BN1/4X2 | YES | 1/4X2 BRASS NIPPLE |  | 12.31 | ***
D 01 | BN1/4X3 | YES | 1/4X3 BRASS NIPPLE |  | 15.53 | ***
D 01 | BN1/4X4 | YES | 1/4X4 BRASS NIPPLE |  | 19.91 | ***
D 01 | BN1/4X5 | YES | 1/4X5 BRASS NIPPLE |  | 24.49 | ***
D 01 | BN1/4X6 | YES | 1/4X6 BRASS NIPPLE |  | 28.61 | ***
D 01 | BN3/8XCLOSE | YES | 3/8XCLOSE BRASS NIPPLE |  | 9.95 | ***
D 01 | BN1/2X2 | YES | 1/2X2 BRASS NIPPLE |  | 16.88 | ***
D 01 | BN1/2X2 1/2 | YES | 1/2X2 1/2 BRASS NIPPLE |  | 19.93 | ***
D 01 | BN1/2X3 | YES | 1/2X3 BRASS NIPPLE |  | 23.37 | ***
D 01 | BN1/2X5 1/2 | YES | 1/2X5 1/2 BRASS NIPPLE |  | 41.23 | ***
D 01 | BN1/2X6 | YES | 1/2X6 BRASS NIPPLE |  | 44.44 | ***
D 01 | BN3/4XCLOSE | YES | 3/4XCLOSE BRASS NIPPLE |  | 18.09 | ***
D 01 | BN3/4X1 1/2 | YES | 3/4X1 1/2 BRASS NIPPLE |  | 19.19 | ***
D 01 | BN3/4X2 | YES | 3/4X2 BRASS NIPPLE |  | 23.04 | ***
D 01 | BN3/4X2 1/2 | YES | 3/4X2 1/2 BRASS NIPPLE * |  | 26.34 | ***
D 01 | BN3/4X3 | YES | 3/4X3 BRASS NIPPLE |  | 30.22 | ***
D 01 | BN3/4X4 | YES | 3/4X4 BRASS NIPPLE |  | 39.38 | ***
D 01 | BN3/4X5 1/2 | YES | 3/4X5 1/2 BRASS NIPPLE |  | 52.85 | ***
D 01 | BN3/4X6 | YES | 3/4X6 BRASS NIPPLE |  | 57.27 | ***
D 01 | BN1XCLOSE | YES | 1XCLOSE BRASS NIPPLE |  | 26 | ***
D 01 | BN1X2 | YES | 1X2 BRASS NIPPLE |  | 32.34 | ***
D 01 | BN1X2 1/2 | YES | 1X2 1/2 BRASS NIPPLE |  | 37.8 | ***
D 01 | BN1X3 | YES | 1X3 BRASS NIPPLE |  | 43.16 | ***
D 01 | BN1X4 | YES | 1X4 BRASS NIPPLE |  | 46.62 | ***
D 01 | BN1X5 | YES | 1X5 BRASS NIPPLE |  | 68.88 | ***
D 01 | BN1X6 | YES | 1X6 BRASS NIPPLE |  | 87.01 | ***
D 01 | BN1 1/4X2 | YES | 1 1/4X2 BRASS NIPPLE |  | 45.22 | ***
D 01 | BN1 1/4X2 1/2 | YES | 1 1/4X2 1/2 BRASS NIPPLE |  | 52.84 | ***
D 01 | BN1 1/4X3 | YES | 1 1/4X3 BRASS NIPPLE |  | 62.55 | ***
D 01 | BN1 1/4X4 | YES | 1 1/4X4 BRASS NIPPLE |  | 82.2 | ***
D 01 | BN1 1/4X5 | YES | 1 1/4X5 BRASS NIPPLE |  | 100.45 | ***
D 01 | BN1 1/4X6 | YES | 1 1/4X6 BRASS NIPPLE |  | 119.47 | ***
D 01 | BN1 1/2XCLOSE | YES | 1 1/2XCLOSE BRASS NIPPLE |  | 54.17 | ***
D 01 | BN1 1/2X3 | YES | 1 1/2X3 BRASS NIPPLE |  | 80.32 | ***
D 01 | BN1 1/2X3 1/2 | YES | 1 1/2X3 1/2 BRASS NIPPLE |  | 117.35 | ***
D 01 | BN1 1/2X4 | YES | 1 1/2X4 BRASS NIPPLE |  | 104.37 | ***
D 01 | BN1 1/2X5 | YES | 1 1/2X5 BRASS NIPPLE * |  | 166.99 | ***
D 01 | BN1 1/2X6 | YES | 1 1/2X6 BRASS NIPPLE |  | 154.33 | ***
D 01 | BN2XCLOSE | YES | 2XCLOSE BRASS NIPPLE |  | 77.27 | ***
D 01 | BN2X2 1/2 | YES | 2X2 1/2 BRASS NIPPLE |  | 88.26 | ***
D 01 | BN2X3 | YES | 2X3 BRASS NIPPLE |  | 102.72 | ***
D 01 | BN2X3 1/2 | YES | 2X3 1/2 BRASS NIPPLE |  | 119.67 | ***
D 01 | BN2X5 | YES | 2X5 BRASS NIPPLE |  | 166.7 | ***
D 01 | BN2X6 | YES | 2X6 BRASS NIPPLE |  | 200.57 | ***
Galvanized Nipples (imp)
D 01 | GN1/4XCLOSE | YES | 1/4XCLOSE GALV NIPPLE * |  | 6.17
D 01 | GN1/4X1 1/2 | YES | 1/4X1 1/2 GALV NIPPLE * |  | 7.24
D 01 | GN1/4X2 | YES | 1/4X2 GALV NIPPLE * |  | 7.24
D 01 | GN1/4X2 1/2 | YES | 1/4X2 1/2 GALV NIPPLE * |  | 8.24
D 01 | GN1/4X3 | YES | 1/4X3 GALV NIPPLE * |  | 8.68
D 01 | GN1/4X4 | YES | 1/4X4 GALV NIPPLE * |  | 11.4
D 01 | GN1/4X6 | YES | 1/4X6 GALV NIPPLE * |  | 18.92
D 01 | GN3/8X2 | YES | 3/8X2 GALV NIPPLE * |  | 6.03
D 01 | GN3/8X4 1/2 | YES | 3/8X4 1/2 GALV NIPPLE * |  | 13.11
D 01 | GN1/2X4 | YES | 1/2X4 GALV NIPPLE * |  | 6.75
D 01 | GN1/2X5 | YES | 1/2X5 GALV NIPPLE * |  | 8.24
D 01 | GN3/4XCLOSE | YES | 3/4XCLOSE GALV NIPPLE * |  | 4.97
D 01 | GN3/4X2 | YES | 3/4X2 GALV NIPPLE * |  | 5.4
D 01 | GN3/4X4 | YES | 3/4X4 GALV NIPPLE |  | 8
D 01 | GN3/4X5 | YES | 3/4X5 GALV NIPPLE * |  | 9.53
D 01 | GN3/4X6 | YES | 3/4X6 GALV NIPPLE * |  | 11.44
D 01 | GN1XCLOSE | YES | 1XCLOSE GALV NIPPLE * |  | 7.08
D 01 | GN1X2 | YES | 1X2 GALV NIPPLE |  | 7.7
D 01 | GN1X2 1/2 | YES | 1X2 1/2 GALV NIPPLE * |  | 8.4
D 01 | GN1X3 | YES | 1X3 GALV NIPPLE * |  | 8.69
D 01 | GN1X4 | YES | 1X4 GALV NIPPLE * |  | 10.59
D 01 | GN1X5 | YES | 1X5 GALV NIPPLE * |  | 12.98
D 01 | GN1X6 | YES | 1X6 GALV NIPPLE * |  | 15.12
D 01 | GN1 1/4XCLOSE | YES | 1 1/4XCLOSE GALV NIPPLE * |  | 9.26
D 01 | GN1 1/4X2 | YES | 1 1/4X2 GALV NIPPLE * |  | 10.25
D 01 | GN1 1/4X4 | YES | 1 1/4X4 GALV NIPPLE * |  | 13.24
D 01 | GN1 1/4X5 | YES | 1 1/4X5 GALV NIPPLE * |  | 16.4
D 01 | GN1 1/4X6 | YES | 1 1/4X6 GALV NIPPLE * |  | 19.06
D 01 | GN1 1/2XCLOSE | YES | 1 1/2XCLOSE GALV NIPPLE * |  | 10.42
D 01 | GN1 1/2X3 | YES | 1 1/2X3 GALV NIPPLE * |  | 14.04
D 01 | GN2X3 | YES | 2X3 GALV NIPPLE * |  | 18.6
D 01 | GN2X3 1/2 | YES | 2X3 1/2 GALV NIPPLE * |  | 22.59
D 01 | GN2X4 1/2 | YES | 2X4 1/2 GALV NIPPLE * |  | 28.78
D 01 | GN2X6 | YES | 2X6 GALV NIPPLE * |  | 33.42
Schedule 80 PVC Nipples
D 01 | PN1/4X3 | YES | 1/4X3 NIPPLE, PVC SCH 80 * |  | 7.8 | ***
D 01 | PN1/2XCLS | YES | 1/2XCLOSE NIPPLE, PVC SCH 80 * |  | 2.16 | ***
D 01 | PN1/2X2 | YES | 1/2X2 NIPPLE, PVC SCH 80 * |  | 2.15 | ***
D 01 | PN1/2X3 | YES | 1/2X3 NIPPLE, PVC SCH 80 * |  | 2.64 | ***
D 01 | PN1/2X4 | YES | 1/2X4 NIPPLE, PVC SCH 80 * |  | 2.96 | ***
D 01 | PN1/2X5 | YES | 1/2X5 NIPPLE, PVC SCH 80 * |  | 3.45 | ***
D 01 | PN1/2X6 | YES | 1/2X6 NIPPLE, PVC SCH 80 * |  | 3.55 | ***
D 01 | PN3/4XCLOSE | YES | 3/4XCLOSE NIPPLE, PVC SCH 80 |  | 2.15 | ***
D 01 | PN3/4X2 | YES | 3/4X2 NIPPLE, PVC SCH 80 * |  | 2.23 | ***
D 01 | PN3/4X3 | YES | 3/4X3 NIPPLE, PVC SCH 80 * |  | 2.66 | ***
D 01 | PN3/4X4 | YES | 3/4X4 NIPPLE, PVC SCH 80 * |  | 3.14 | ***
D 01 | PN3/4X6 | YES | 3/4X6 NIPPLE, PVC SCH 80 * |  | 4.36 | ***
D 01 | PN1XCLOSE | YES | 1XCLOSE NIPPLE, PVC SCH 80 * |  | 3.14 | ***
D 01 | PN1X2 | YES | 1X2 NIPPLE, PVC SCH 80 |  | 3.34 | ***
D 01 | PN1X3 | YES | 1X3 NIPPLE, PVC SCH 80 |  | 3.82 | ***
D 01 | PN1X4 | YES | 1X4 NIPPLE, PVC SCH 80 * |  | 4.48 | ***
D 01 | PN1X5 | YES | 1X5 NIPPLE, PVC SCH 80 * |  | 5.68 | ***
D 01 | PN1X6 | YES | 1X6 NIPPLE, PVC SCH 80 * |  | 6.15 | ***
D 01 | PN1 1/4XCLOSE | YES | 1 1/4XCLOSE NIPPLE PVC S80 * |  | 3.98 | ***
D 01 | PN1 1/4X2 | YES | 1 1/4X2 NIPPLE, PVC SCH 80 * |  | 4.22 | ***
D 01 | PN1 1/4X3 | YES | 1 1/4X3 NIPPLE, PVC SCH 80 * |  | 5.05 | ***
D 01 | PN1 1/4X4 | YES | 1 1/4X4 NIPPLE PVC SCH 80 * |  | 5.79 | ***
D 01 | PN1 1/4X6 | YES | 1 1/4X6 NIPPLE, PVC SCH 80 * |  | 7.72 | ***
D 01 | PN1 1/2XCLS | YES | 1 1/2XCLOSE NIPPLE,PVC SCH 80* |  | 5.41 | ***
D 01 | PN1 1/2X3 | YES | 1 1/2 X 3 NIPPLE,PVC SCH 80 * |  | 6.62 | ***
D 01 | PN1 1/2X4 | YES | 1 1/2 X 4 NIPPLE,PVC SCH 80 * |  | 6.89 | ***
D 01 | PN1 1/2X6 | YES | 1 1/2 X 6 NIPPLE,PVC SCH 80 * |  | 10.03 | ***
D 01 | PN2XCLOSE | YES | 2XCLOSE NIPPLE, PVC SCH 80 * |  | 7.01 | ***
D 01 | PN2X3 | YES | 2X3 NIPPLE, PVC SCH 80 * |  | 8.34 | ***
D 01 | PN2X4 | YES | 2X4 NIPPLE, PVC SCH 80 * |  | 9.77 | ***
D 01 | PN2X6 | YES | 2X6 NIPPLE, PVC SCH 80 * |  | 14.4 | ***
Steel Swaged Nipples
Lasco Cut-Off Nipples
D 01 | CNIP3/4X1/2X6 | YES | M481-101 3/4x1/2X6 NIPPLE-POLY |  | 4.34 | ***
D 01 | CNIP3/4X6 | YES | M471-007 3/4X6 NIPPLE-POLY |  | 4.35 | ***
Stainless Steel Nipples
D 01 | SSNIP1/4X3 | YES | 1/4X3 STAINLESS STEEL NIPPLE |  | 9.01
NIC | SSNIP1/8XCLS | YES | 1/8XCLOSE STAINLESS STEEL NIPPLE |  | 4.26
D 01 | SSNIP3/4X2 | YES | 3/4X2 STAINLESS STEEL NIPPLE |  | 10.33
D 01 | SSNIP1X2 | YES | 1X2 STAINLESS STEEL NIPPLE |  | 15.13
Section E1 - E4: Schedule 40 Nipples
Male Adapter (mpt x slip)
E 01 | 40MA2 | YES | 436-005 PVC MALE ADAPTER 1/2"* |  | 1.24 | ***
E 01 | 40MA3 | YES | 436-007 3/4" S40 MALE ADAPTER |  | 1.37 | ***
E 01 | 40MA4 | YES | 436-010 1" S40 MALE ADAPTER |  | 2.4 | ***
E 01 | 40MA5 | YES | 436-012 PVC MALE ADAPTER 1.25" |  | 2.6
E 01 | 40MA6 | YES | 436-015 1 1/2" S40 MALE ADPT |  | 3.91 | ***
E 01 | 40MA8 | YES | 436-020 2" S40 MALE ADAPTER |  | 5.07 | ***
Reducing Male Adapter (mpt x slip)
E 01 | 40MA3-2 | YES | 436-101 RED MALE ADP 3/4"X1/2* |  | 2.24 | ***
E 01 | 40MA3-4 | YES | 436-102 3/4MX1"S SCH40 MALE |  | 3.38 | ***
E 01 | 40MA4-3 | YES | 436-131 1"MX3/4"S 40 MALE ADPT |  | 7.2 | ***
E 01 | 40MA4-5 | YES | 436-132 1"MX1 1/4"S S40 ADPTR* |  | 7.84 | ***
E 01 | 40MA5-4 | YES | 436-168 1 1/4"MX1"S 40 ADAPT |  | 8.81 | ***
E 01 | 40MA5-6 | YES | 436-169 1 1/4"MX1 1/2"S ADP * |  | 8.81 | ***
E 01 | 40MA6-5 | YES | 436-212 1 1/2"MX1 1/4"S ADP * |  | 10.65 | ***
E 01 | 40MA6-8 | YES | 436-213 1 1/2"MX2"S 40 ADAPT |  | 10.65 | ***
E 01 | 40MA8-6 | YES | 436-251 2"MX1 1/2"S SCH40 ADPT |  | 12.2 | ***
Female Adapter (slip x fpt)
E 01 | 40FA3 | YES | 435-007 3/4 SCH40 FEM ADPT |  | 1.91 | ***
E 01 | 40FA4 | YES | 435-010 PVC FEM ADP 1" SLPXFPT |  | 2.24 | ***
E 01 | 40FA5 | YES | 435-012 PVC FEM ADP 1.25" SXF |  | 3.38 | ***
E 01 | 40FA6 | YES | 435-015 1 1/2" S40 FEM ADP-SXF |  | 3.58
Slip Coupling (slip x slip)
E 01 | 40SC3 | YES | 429-007 COUPLING 3/4" OD |  | 1.24 | ***
E 01 | 40SC4 | YES | 429-010 COUPLING 1" OD |  | 2.12 | ***
E 01 | 40SC5 | YES | 429-012 COUPLING 1.25" OD |  | 2.6
E 01 | 40SC6 | YES | 429-015 1 1/2" S40 COUPLING |  | 2.94 | ***
E 01 | 40SC8 | YES | 429-020 COUPLING 2" OD |  | 4.71 | ***
Female Coupling (fpt x fpt)
E 01 | 40FC4 | YES | 430-010 1" SCH 40 FEM CPLG * |  | 3.94 | ***
Deep Socket Coupling (slip x slip)
E 01 | 40DSC6 | YES | 482-015 1 1/2 S40 DEEPSOCK CPG |  | 7.98 | ***
E 01 | 40DSC8 | YES | 482-020 2" SCH40 DEEPSOCK CPG |  | 13.22 | ***
E 01 | 40DSC16 | YES | 482-040 4" DEEP SOC COUPLING |  | 51.21 | ***
Insert Socket Adapter (slip x insert)
E 01 | 40INA3 | YES | 474-007 3/4SCH40 INSXSOCK ADP |  | 5.08 | ***
E 01 | 40INA4 | YES | 474-010 1 SCH40 INSXSOCK ADPT |  | 5.38 | ***
Drop Coupling
E 01 | PDC4 | YES | 1 PVC DROP COUPLING |  | 10.81
E 01 | PDC5 | YES | 1 1/4 PVC DROP COUPLING |  | 54.51
90o Elbow (slip x slip)
E 02 | 40SE2 | YES | 406-005 1/2 SCH40 SLIP ELL * |  | 1.37 | ***
E 02 | 40SE3 | YES | 406-007 3/4 SCH40 SLIP ELL |  | 1.5 | ***
E 02 | 40SE4 | YES | 406-010 1 SCH40 SLIP ELL |  | 2.7 | ***
E 02 | 40SE5 | YES | 406-012 1 1/4 SCH40 SLIP ELL |  | 4.7 | ***
E 02 | 40SE6 | YES | 406-015 1 1/2 SCH40 SLIP ELL |  | 5.06 | ***
E 02 | 40SE8 | YES | 406-020 2 SCH40 SLIP ELL |  | 7.84 | ***
90o Elbow (slip x fpt)
E 02 | 40EL90-3 | YES | 407-007 3/4 SCH40 90 ELL (SXF) |  | 1.91 | ***
E 02 | 40EL90-3-2 | YES | 407-101 3/4 X 1/2 SCH40 90 ELL (SXF) |  | 2.49 | ***
E 02 | 40EL90-4 | YES | 407-010 1 SCH40 90 ELL (SXF) |  | 3.85 | ***
E 02 | 40EL90-6 | YES | 407-015 1 1/2 SCH40 90 EL SXF* |  | 6.51 | ***
E 02 | 40EL90-8 | YES | 407-020 2 SCH40 90 ELL (SXF) |  | 16.71 | ***
90o Elbow (spigot x slip)
E 02 | 40STEL4SPXS | YES | 409-010 1 SCH40 ST EL,90,SPXS |  | 7.84 | ***
E 02 | 40STEL6SPXS | YES | 409-015 1 1/2 40ST EL,90 SPXS* |  | 10.39 | ***
E 02 | 40STEL8SPXS | YES | 409-020 2"SCH40 ST EL,90,SPXS |  | 19.9 | ***
45o Elbow (slip x slip)
E 02 | 40EL45-3 | YES | 417-007 3/4 SCH40 45 ELL |  | 3.38 | ***
E 02 | 40EL45-4 | YES | 417-010 1 SCH40 45 ELL |  | 4.08 | ***
E 02 | 40EL45-6 | YES | 417-015 1 1/2 SCH40 45 ELL |  | 7.04 | ***
E 02 | 40EL45-8 | YES | 417-020 2 SCH40 45 ELL |  | 9.18 | ***
Tee (slip x slip x slip)
E 02 | 40ST3 | YES | 401-007 3/4" S40 TEE (ALL SOC) |  | 1.91 | ***
E 02 | 40ST4 | YES | 401-010 1" S40 TEE (ALL SOC) |  | 3.53 | ***
E 02 | 40ST5 | YES | 401-012 1 1/4" S40 TEE SOC |  | 5.5 | ***
E 02 | 40ST6 | YES | 401-015 1 1/2" S40 TEE SOC |  | 6.64 | ***
E 02 | 40ST8 | YES | 401-020 2" S40 TEE SOC |  | 9.68 | ***
E 02 | 40ST4-4-3 | YES | 401-131 1X1X3/4 SCH40 SL TEE * |  | 4.08 | ***
Combination Tee (slip x slip x fpt)
E 02 | 40CT2-2-2 | YES | 402-005 1/2X1/2X1/2 40 COMB T* |  | 2.24 | ***
E 02 | 40CT3-3-3 | YES | 402-007 3/4X3/4X3/4 40 COMB T* |  | 3.38 | ***
E 02 | 40CT4-4-3 | YES | 402-131 1X1X3/4 40 COMB TEE * |  | 6.22 | ***
E 02 | 40CT4-4-4 | YES | 402-010 1X1X1 40 COMB TEE * |  | 6.22 | ***
Reducing Bushing (spigot x slip)
E 03 | 40RB3-2 | YES | 437-101 3/4X1/2 S40 RED BUSH * |  | 1.4 | ***
E 03 | 40RB4-3 | YES | 437-131 1X3/4 SCH40 RED BUSH |  | 2.52 | ***
E 03 | 40RB5-3 | YES | 437-167 1 1/4X3/4 S40 RED BUSH |  | 3.38 | ***
E 03 | 40RB5-4 | YES | 437-168 1 1/4X1 S40 RED BUSH |  | 3.38 | ***
E 03 | 40RB6-2 | YES | 437-209 1 1/2X1/2 40 RED BUSH* |  | 3.55 | ***
E 03 | 40RB6-3 | YES | 437-210 1 1/2X3/4 S40 RD BUSH* |  | 3.55 | ***
E 03 | 40RB6-4 | YES | 437-211 1 1/2X1 S40 RED BUSH |  | 3.25
E 03 | 40RB6-5 | YES | 437-212 1 1/2X1 1/4 S40 RD BSH |  | 3.55 | ***
E 03 | 40RB8-3 | YES | 437-248 2X3/4 SCH40 RED BUSH * |  | 5.88 | ***
E 03 | 40RB8-4 | YES | 437-249 2X1 SCH40 RED BUSH |  | 5.88 | ***
E 03 | 40RB8-5 | YES | 437-250 2X1 1/4 SCH40 RED BUSH |  | 5.88 | ***
E 03 | 40RB8-6 | YES | 437-251 2X1 1/2 SCH40 RED BUSH |  | 5.88 | ***
Reducing Bushing (mpt x fpt)
E 03 | TRB3-2 | YES | 439-101 3/4X1/2 THRD RED BUSH |  | 3.91 | ***
E 03 | TRB4-2 | YES | 439-130 1X1/2 THRD RED BUSH |  | 5.38 | ***
E 03 | TRB4-3 | YES | 439-131 1X3/4 THRD RED BUSH |  | 5.38 | ***
E 03 | TRB5-2 | YES | 439-166 1 1/4X1/2 THD RD BUSH* |  | 7.98 | ***
E 03 | TRB5-3 | YES | 439-167 1 1/4X3/4 THD RED BUSH |  | 7.98 | ***
E 03 | TRB5-4 | YES | 439-168 1 1/4X1 THRD RED BUSH |  | 7.98 | ***
E 03 | TRB6-4 | YES | 439-211 1 1/2X1 THRD RED BUSH |  | 9.68 | ***
E 03 | TRB6-5 | YES | 439-212 1 1/2X1 1/4 THRD BUSH |  | 9.68 | ***
E 03 | TRB8-4 | YES | 439-249 2X1 THRD RED BUSH |  | 10.39 | ***
E 03 | TRB8-5 | YES | 439-250 2X1 1/4 THRD RED BUSH |  | 10.39 | ***
E 03 | TRB8-6 | YES | 439-251 2X1 1/2 THRD RED BUSH |  | 10.39 | ***
Reducing Bushing (spigot x fpt)
E 03 | 40RB4SX2F | YES | 438-130 1"SX1/2"F S40 RED BUSH |  | 3.53 | ***
E 03 | 40RB4SX3F | YES | 438-131 1"SX3/4"F S40 RED BUSH |  | 3.23
E 03 | 40RB5SX4F | YES | 438-168 1 1/4SX1F S40 RED BUSH |  | 5.38 | ***
E 03 | 40RB6SX2F | YES | 438-209 1 1/2SX1/2F S40 RD BSH |  | 6.22 | ***
E 03 | 40RB6SX3F | YES | 438-210 1 1/2SX3/4F S40 RD BSH |  | 6.22 | ***
E 03 | 40RB6SX4F | YES | 438-211 1 1/2SX1F S40 RED BUSH |  | 6.22 | ***
E 03 | 40RB6SX5F | YES | 438-212 1 1/2SX1 1/4F 40 BUSH* |  | 6.22 | ***
E 03 | 40RB8SX3F | YES | 438-248 2SX3/4F S40 RED BUSH * |  | 8.38 | ***
E 03 | 40RB8SX4F | YES | 438-249 2SX1F S40 RED BUSH |  | 8.38 | ***
E 03 | 40RB8SX5F | YES | 438-250 2SX1 1/4F S40 RED BUSH |  | 8.38 | ***
E 03 | 40RB8SX6F | YES | 438-251 2SX1 1/2F S40 RED BUSH |  | 8.38 | ***
Cap
E 03 | 40CAP2 | YES | 447-005 PVC SLIP CAP S40 1/2"* |  | 1.24 | ***
E 03 | 40CAP3 | YES | 447-007 PVC SLIP CAP S40 3/4"* |  | 1.28
E 03 | 40CAP4 | YES | 447-010 PVC SLIP CAP S40 1" * |  | 2.05
E 03 | 40CAP5 | YES | 447-012 PVC SLP CAP S40 1.25"* |  | 3.11 | ***
E 03 | 40CAP8 | YES | 447-020 PVC SLIP CAP S40 2" |  | 3.74
Female Cap
E 03 | 40CAP2F | YES | 448-005 1/2" S40 CAP (FPT) * |  | 2.31
Slip Union (slip x slip)
E 04 | 40SU2 | YES | 457-005 1/2 SCH40 SLIP UNION * |  | 12.76 | ***
E 04 | 40SU3 | YES | 457-007 3/4 SCH40 SLIP UNION |  | 14.52 | ***
E 04 | 40SU4 | YES | 457-010 1 SCH40 SLIP UNION |  | 14.96 | ***
E 04 | 40SU5 | YES | 457-012 1 1/4 SCH40 SLIP UNION |  | 48.14 | ***
E 04 | 40SU6 | YES | 457-015 1 1/2 SCH40 SLIP UNION |  | 50.17 | ***
E 04 | 40SU8 | YES | 457-020 2 SCH40 SLIP UNION |  | 67.62 | ***
Female Union (fpt x fpt)
E 04 | 40FU8 | YES | 458-020 2" SCH40 FEM UNION * |  | 70.24 | ***
Cross (slip x slip x slip x slip)
E 04 | 40CR4 | YES | 420-010 1 SCH40 SLIP CROSS * |  | 10.39 | ***
Plug
E 04 | 40PM2 | YES | 450-005 1/2 SCH40 THRD PLUG |  | 3.55 | ***
E 04 | 40PM3 | YES | 450-007 3/4 SCH40 THRD PLUG * |  | 3.82 | ***
E 04 | 40PM4 | YES | 450-010 PVC MALE PLUG S40 1" |  | 6.22 | ***
E 04 | 40PM5 | YES | 450-012 1 1/4" S40 PLUG MPT |  | 6.52 | ***
E 04 | 40PM6 | YES | 450-015 1 1/2 SCH40 THRD PLUG* |  | 6.96 | ***
Section F1 - F2: PVC Compression Fittings
PVC Male Adapter (ips with FloLock)
F 01 | MCA4FL | YES | 135-10 1 MALE COMP ADPT FLK * |  | 34.44 | ***
PVC Coupling (ips)
F 01 | CC2 | YES | 110-05 1/2 COMP CPLG PVC |  | 11.62 | ***
F 01 | CC3 | YES | 110-07 3/4 COMP CPLG PVC |  | 15.01 | ***
F 01 | CC4 | YES | 110-10 1" COMP CPLG PVC |  | 19.24 | ***
F 01 | CC5 | YES | 110-12 1 1/4 COMP CPLG PVC |  | 30.61 | ***
F 01 | CC6 | YES | 110-15 1 1/2 COMP CPLG PVC |  | 31.33 | ***
F 01 | CC8 | YES | 110-20 2" COMP CPLG PVC |  | 40.93 | ***
F 01 | CC10 | YES | 110-25 2 1/2 COMP CPLG PVC |  | 76.66 | ***
F 01 | CC12 | YES | 110-30 3" COMP CPLG PVC |  | 97.17 | ***
F 01 | CC16 | YES | 110-40 4" COMP CPLG PVC |  | 159.95 | ***
F 01 | CC24 | YES | 110-60 6" COMP CPLG PVC |  | 376.13 | ***
PVC Flo-Span Coupling (ips, non-union)
F 01 | 118-30 | YES | 0118-30 3 FLO-SPAN CPLG |  | 118.43 | ***
F 01 | 118-40 | YES | 0118-40 4 FLO-SPAN CPLG |  | 201.07 | ***
Flo-Lock Coupling (700-series)
F 02 | 710-07 | YES | 710-07 3/4 COMP CPLG FLK POLY |  | 40.98 | ***
F 02 | 710-10 | YES | 710-10 1 COMP CPLG FLK POLY |  | 47.08 | ***
Flo-Lock Coupling (800-series)
F 02 | 810-07 | YES | 810-07 3/4 PS FLOLOCK CPLG * |  | 48.66 | ***
Flo-Lock Male Adapter (700-series)
F 02 | 730-07 | YES | 730-07 3/4 COMP MALE ADPT FLK |  | 25.64 | ***
F 02 | 730-10 | YES | 730-10 1 COMP MALE ADPT FLK |  | 32.36 | ***
Flo-Lock Male Adapter (800-series)
F 02 | 830-07 | YES | 830-07 3/4 COMP MALE ADPT FLK* |  | 27.03 | ***
Flo-Lock Female Adapter (700-series)
F 02 | 731-07 | YES | 731-07 3/4 COMP FEM FLK POLY |  | 28.45 | ***
F 02 | 731-10 | YES | 731-10 1 COMP FEM FLK POLY BU |  | 42.42 | ***
Flo-Lock Female Adapter (800-series)
F 02 | 831-07 | YES | 831-07 3/4 C FEM ADPT FLKSDR7* |  | 34.17 | ***
Flo-Lock Spigot Adapter (700-series)
F 02 | 733-10 | YES | 733-10 1"IPS SPIG ADPT FLK PL* |  | 25.97 | ***
Section F3: Galvinized Compression Fittings
Galvanized Compression Coupling (compression x compression)
F 03 | GCC2 | YES | 1/2"GALV COMP CPLG,LONG,SBR |  | 39.82 | ***
F 03 | GCC3 | YES | 3/4"GALV COMP CPLG,LONG,SBR |  | 33.01 | ***
F 03 | GCC4 | YES | 1"GALV COMPRESS CPLG,LONG,SBR |  | 64.45 | ***
F 03 | GCC5 | YES | 1 1/4"GALV COMP CPLG,LONG,SBR |  | 75.05 | ***
F 03 | GCC6 | YES | 1 1/2"GALV COMP CPLG,LONG,SBR |  | 88.98 | ***
F 03 | GCC8 | YES | 2"GALV COMPRESS CPLG,LONG,SBR |  | 135.02 | ***
Section F4 - F6: Hanflo Poly-Pipe Compression Fittings
Male Adapter (poly x male)
F 04 | MA1520-80/100 | YES | 1/2X3/4 HANFLO MALE ADAPTER |  | 5.24
F 04 | MA1520-125/160 | YES | 1/2X3/4 HANFLO MALE ADAPTER |  | 5.24
F 04 | MA1525-80/100 | YES | 1/2X1 HANFLO MALE ADAPTER |  | 5.59
F 04 | MA1525-125/160 | YES | 1/2 X 1 HANFLO MALE ADAPTER |  | 5.59
F 04 | MA20-80/100 | YES | 3/4" HANFLO MALE ADAPTER |  | 5.9
F 04 | MA25-80/100 | YES | 1" HANFLO MALE ADAPTER |  | 6.71
F 04 | MA25-200 | YES | 1" HANFLO MALE ADAPTER |  | 9.6
F 04 | MA2532-80/100 | YES | 1" X 1 1/4"HANFLO MALE ADAPTER |  | 6.82
F 04 | MA2532-200 | YES | 1" X 1 1/4" HANFLO MALE ADAPTR |  | 8.01
F 04 | MA32-125/160 | YES | 1 1/4" HANFLO MALE ADAPTER |  | 8.03
F 04 | MA32-200 | YES | 1 1/4" HANFLO MALE ADAPTER |  | 8.03
F 04 | MA3225-80/100 | YES | 1 1/4X1 HANFLO MALE ADAPTER |  | 7.92
F 04 | MA3225-125/160 | YES | 1 1/4X1 HANFLO MALE ADAPTER |  | 7.92
Female Adapter (poly x female)
F 04 | FA15-80/100 | YES | 1/2" HANFLO FEMALE ADAPTER |  | 4.47
F 04 | FA15-125/160 | YES | 1/2" HANFLO FEMALE ADAPTER |  | 4.47
F 04 | FA1520-80/100 | YES | 1/2X3/4 HANFLO FEMALE ADAPTER |  | 4.51
F 04 | FA1520-125/160 | YES | 1/2X3/4 HANFLO FEMALE ADAPTER |  | 4.51
F 04 | FA20-80/100 | YES | 3/4" HANFLO FEMALE ADAPTER |  | 5.17
F 04 | FA20-125/160 | YES | 3/4" HANFLO FEMALE ADAPTER |  | 5.17
F 04 | FA25-80/100 | YES | 1" HANFLO FEMALE ADAPTER |  | 6.01
F 04 | FA32-80/100 | YES | 1 1/4" HANFLO FEMALE ADAPTER |  | 8.43
Coupling (poly x poly)
F 04 | CS15-80/100 | YES | 1/2" HANFLO COUPLING |  | 5.28
F 04 | CS2015-80/100 | YES | 3/4 X 1/2 HANFLO COUPLING |  | 5.55
F 04 | CS20-80/100 | YES | 3/4" HANFLO COUPLING |  | 6.05
F 04 | CS20-125/160 | YES | 3/4" HANFLO COUPLING |  | 6.05
F 04 | CS2515-80/100 | YES | 1 X 1/2 HANFLO COUPLING |  | 7.24
F 04 | CS2520-80/100 | YES | 1 X 3/4 HANFLO COUPLING |  | 7.59
F 04 | CS2520-125/160 | YES | 1 X 3/4 HANFLO COUPLING |  | 7.59
F 04 | CS3225-80/100 | YES | 1 1/4 X 1 HANFLO COUPLING |  | 9.33
F 04 | CS3225-200 | YES | 1 1/4 X 1 HANFLO COUPLING |  | 9.33
F 04 | CS32-80/100 | YES | 1 1/4" HANFLO COUPLING |  | 10.56
F 04 | CS32-125/160 | YES | 1 1/4" HANFLO COUPLING |  | 10.56
F 04 | CS32-200 | YES | 1 1/4" HANFLO COUPLING |  | 10.56
Tee (poly x poly x poly)
F 05 | TS151515-80/100 | YES | 1/2" HANFLO TEE |  | 6.32
F 05 | TS151515-125/160 | YES | 1/2" HANFLO TEE |  | 6.32
F 05 | TS202015-125/160 | YES | 3/4X3/4X1/2 HANFLO TEE |  | 7.44
F 05 | TS252515-125/160 | YES | ts25252 HANFLO TEE |  | 9.75
F 05 | TS252520-125/160 | YES | 1X1X3/4 HANFLO TEE |  | 10.06
F 05 | TS252525-125/160 | YES | 1" HANFLO TEE |  | 10.56
F 05 | TS252525-200 | YES | 1" HANFLO TEE |  | 18.02
F 05 | TS323225-80/100 | YES | 1 1/4X1 1/4X1 HANFLO TEE |  | 16.81
F 05 | TS323225-200 | YES | 1 1/4X1 1/4X1 HANFLO TEE |  | 16.81
F 05 | TS323232-200 | YES | 1 1/4" HANFLO TEE |  | 17.71
Female (poly x female x poly)
F 05 | TF151515-80/100 | YES | 1/2" HANFLO FEMALE TEE |  | 8.06
F 05 | TF202015-80/100 | YES | 3/4X3/4X1/2 HANFLO FEMALE TEE |  | 9.11
F 05 | TF202015-125/160 | YES | 3/4X3/4X1/2 HANFLO FEMALE TEE |  | 9.11
F 05 | TF202020-125/160 | YES | 3/4" HANFLO FEMALE TEE |  | 9.11
F 05 | TF252515-80/100 | YES | 1X1X1/2 HANFLO FEMALE TEE |  | 9.95
F 05 | TF252515-125/160 | YES | 1X1X1/2 HANFLO FEMALE TEE |  | 9.95
F 05 | TF252515-200 | YES | 1 X 1 X 1/2 HANFLO FEMALE TEE |  | 12.54
F 05 | TF252520-80/100 | YES | 1 X 1 X 3/4 HANFLO FEMALE TEE |  | 9.95
F 05 | TF252525-200 | YES | 1" HANFLO FEMALE TEE |  | 15.1
Elbow (poly x poly)
F 05 | BS1515-80/100 | YES | 1/2" HANFLO ELBOW |  | 5.7
F 05 | BS2525-125/160 | YES | 1" HANFLO ELBOW |  | 9.46
F 05 | BS2525-200 | YES | 1" HANFLO ELBOW |  | 12.23
F 05 | BS3232-80/100 | YES | 1 1/4" HANFLO ELBOW |  | 12.92
Male Elbow (poly x male)
F 05 | BM1515-80/100 | YES | 1/2" HANFLO MALE ELBOW |  | 5.24
F 05 | BM1515-125/160 | YES | 1/2" HANFLO MALE ELBOW |  | 5.24
F 05 | BM2020-80/100 | YES | 3/4" HANFLO MALE ELBOW |  | 6.65
F 05 | BM2020-125/160 | YES | 3/4" HANFLO MALE ELBOW |  | 6.65
F 05 | BM2525-125/160 | YES | 1" HANFLO MALE ELBOW |  | 8.19
F 05 | BM3232-80/100 | YES | 1 1/4" HANFLO MALE ELBOW |  | 10.74
F 05 | BM3232-125/160 | YES | 1 1/4" HANFLO MALE ELBOW |  | 10.74
Female Elbow (poly x female)
F 05 | BF1515-80/100 | YES | 1/2" HANFLO FEMALE ELBOW |  | 5.94
F 05 | BF2015-125/160 | YES | 3/4X1/2 HANFLO FEMALE ELBOW |  | 7.26
F 05 | BF2020-80/100 | YES | 3/4" HANFLO FEMALE ELBOW |  | 7.37
F 05 | BF2515-125/160 | YES | 1X1/2 HANFLO FEMALE ELBOW |  | 7.95
F 05 | BF2515-200 | YES | 1" X 1/2" HANFLO FEMALE ELBOW |  | 7.95
F 05 | BF3232-80/100 | YES | 1 1/4" HANFLO FEMALE ELBOW |  | 11.75
F 05 | BF3232-200 | YES | 1 1/4" HANFLO FEMALE ELBOW |  | 11.75
Knuckle Union (poly x poly)
F 06 | KU20PP-80/100 | YES | 3/4" HANFLO UNION POLYXPOLY |  | 17.12
F 06 | KU20PP-125/160 | YES | 3/4" HANFLO UNION POLYXPOLY |  | 17.12
F 06 | KU25PP-80/100 | YES | 1" HANFLO UNION POLYXPOLY |  | 18.51
F 06 | KU25PP-125/160 | YES | 1" HANFLO UNION POLYXPOLY |  | 18.51
F 06 | KU32PP-80/100 | YES | 1 1/4" HANFLO UNION POLYXPOLY |  | 21.04
F 06 | KU32PP-125/160 | YES | 1 1/4" HANFLO UNION POLYXPOLY |  | 21.04
Knuckle Union (female x poly)
F 06 | KU20FP-80/100 | YES | 3/4" HANFLO UNION FEMALEXPOLY |  | 15.95
F 06 | KU20FP-125/160 | YES | 3/4" HANFLO UNION FEMALEXPOLY |  | 15.95
F 06 | KU25FP-80/100 | YES | 1" HANFLO UNION FEMALEXPOLY |  | 16.77
F 06 | KU25FP-125/160 | YES | 1" HANFLO UNION FEMALEXPOLY |  | 16.77
F 06 | KU32FP-80/100 | YES | 1 1/4" HANFLO UNION FEMXPOLY |  | 18.37
F 06 | KU32FP-125/160 | YES | 1 1/4" HANFLO UNION FEMXPOLY |  | 18.37
Knuckle Union (male x poly)
F 06 | KU20MP-80/100 | YES | 3/4" HANFLO UNION MALEXPOLY |  | 15.95
F 06 | KU20MP-125/160 | YES | 3/4" HANFLO UNION MALEXPOLY |  | 15.95
F 06 | KU25MP-80/100 | YES | 1" HANFLO UNION MALEXPOLY |  | 16.92
F 06 | KU25MP-125/160 | YES | 1" HANFLO UNION MALEXPOLY |  | 16.92
F 06 | KU32MP-80/100 | YES | 1 1/4" HANFLO UNION MALEXPOLY |  | 18.95
F 06 | KU32MP-125/160 | YES | 1 1/4" HANFLO UNION MALEXPOLY |  | 18.95
Knuckle Union (male x female)
F 06 | KU20MF | YES | 3/4" HANFLO UNION MALEXFEMALE |  | 14.79
F 06 | KU25MF | YES | 1" HANFLO UNION MALEXFEMALE |  | 15.18
F 06 | KU32MF | YES | 1 1/4" HANFLO UNION MALEXFEM |  | 16.28
Section G1: Domestic Brass Check Valves
Check Valve
G 01 | CV-3LF | YES | 3/4 CHECK VALVE LF |  | 104.16 | ***
G 01 | CV-4LF | YES | 1 CHECK VALVE LF |  | 111.27 | ***
G 01 | CV-5LF | YES | 1 1/4 CHECK VALVE LF |  | 194.2 | ***
Check Valve (1/8" inlet tap)
G 01 | CVA-4LF | YES | 1 CHECK VALVE 1 TAP LF |  | 135.19 | ***
G 01 | CVA-5LF | YES | 1 1/4 CHECK VALVE 1 TAP LF |  | 207.52 | ***
Check Valve (1/8" inlet tap, 1/4" outlet tap)
G 01 | CVB-3LF | YES | 3/4 CHECK VALVE 2 TAP LF |  | 180.34 | ***
G 01 | CVB-4LF | YES | 1 CHECK VALVE 2 TAP LF |  | 183.64 | ***
G 01 | CVB-5LF | YES | 1 1/4 CHECK VALVE 2 TAP LF |  | 264.72 | ***
Check Valve (1/8" inlet tap, 1/8" and 1/4" outlet tap)
G 01 | CVC-4LF | YES | 1 CHECK VALVE 4 TAP LF |  | 155.08 | ***
G 01 | CVC-5LF | YES | 1 1/4 CHECK VALVE 4 TAP LF |  | 277.6 | ***
Check Valve (two 1/4" taps)
G 01 | CV-4SPLF | YES | 1 CHECK VALVE W/2 1/4" OUT TAP LF |  | 150.12 | ***
G 01 | CV-5SPLF | YES | 1 1/4 CHECK VLVE 2-1/4" OUT TAP* LF |  | 205.85 | ***
Bremer Check Valve
G 01 | BCV-8LF | YES | 2" BREMER CHECK VALVE |  | 169.32 | ***
Section G2: imp Brass Check Valves
Check Valve
G 02 | CV-2TLF | YES | 1/2" CHECK VALVE, YES LEAD FREE | YES | 41.56
G02 | CV-3TSS | YES | 3/4" CHECK VALVE, YES SS | YES | 59.4 | ***
G 02 | CV-3TLF | YES | 3/4" CHECK VALVE, YES LEAD FREE | YES | 54.41
G 02 | CV-3TYBLF | YES | 3/4" CHECK VALVE, YES LF | YES | 67.92
G 02 | CV-4TSS | YES | 1" CHECK VALVE, YES SS | YES | 100.78 | ***
G 02 | CV-4TLF | YES | 1" CHECK VALVE, YES LEAD FREE | YES | 76.35
G 02 | CV-4TYB-LF | YES | 1" CHECK VALVE, YES LF | YES | 43.43
G 02 | CV-5TSS | YES | 1 1/4" CHECK VALVE, YES SS | YES | 110.77 | ***
G 02 | CV-5TLF | YES | 1 1/4" CHECK VALVE, YES LEAD FREE | YES | 124.97
G 02 | CV-5TYB-LF | YES | 1 1/4" CHECK VALVE, YES LF | YES | 70.57
G 02 | CV-6TSS | YES | 1 1/2" CHECK VALVE, YES SS | YES | 124.22 | ***
G 02 | CV-6TLF | YES | 1 1/2" CHECK VALVE, YES LEAD FREE | YES | 140.85
G 02 | CV-6TYB-LF | YES | 1 1/2" CHECK VALVE, YES LF | YES | 81.13
G 02 | CV-8TSS | YES | 2" CHECK VALVE, YES SS | YES | 217.07 | ***
G 02 | CV-8TLF | YES | 2" CHECK VALVE, YES LEAD FREE | YES | 256.29
G 02 | CV-8TYB-LF | YES | 2" CHECK VALVE, YES LF | YES | 161.62
G 02 | CV-12TLF | YES | 3" CHECK VALVE, YES | YES | 699.98
Check Valve (1/8" inlet tap, 1/4" outlet tap)
G 02 | CVB-4TLF | YES | 1" CHECK VALVE, 2 TAP, IMPORT. LF | YES | 127.33
Check Valve (fpt x mpt)
G 02 | CV-4FX5MTLF | YES | 1 FPX1 1/4MP CHECK VALVE IMPRT LF | YES | 119.02
Section G3: Foot Valves
Foot Valve (domestic)
G 03 | FV-3LF | YES | 3/4 FOOT VALVE LF |  | 109.56 | ***
G 03 | FV-4LF | YES | 1 FOOT VALVE LF |  | 136.58 | ***
G 03 | FV-5LF | YES | 1 1/4 FOOT VALVE LF |  | 170.62 | ***
Foot Valve (imp)
G 03 | FV-2TLF | YES | 1/2" FOOT VALVE, YES LEAD FREE | YES | 76.77
G 03 | FV-3TSS | YES | 3/4" FOOT VALVE, YES | YES | 42.39 | ***
G 03 | FV-3TLF | YES | 3/4" FOOT VALVE, YES LEAD FREE | YES | 77.07
G 03 | FV-4TSS | YES | 1" FOOT VALVE, YES SS | YES | 69.78 | ***
G 03 | FV-4TLF | YES | 1" FOOT VALVE, YES LEAD FREE | YES | 57.79
G 03 | FV-5TSS | YES | 1 1/4" FOOT VALVE, YES SS | YES | 80.57 | ***
G 03 | FV-5TLF | YES | 1 1/4" FOOT VALVE, YES LEAD FREE | YES | 72.44
G 03 | FV-6TSS | YES | 1 1/2" FOOT VALVE, YES SS | YES | 80.7 | ***
G 03 | FV-6TLF | YES | 1 1/2" FOOT VALVE, YES LEAD FREE | YES | 130.32
G 03 | FV-8TLF | YES | 2" FOOT VALVE, YES LEAD FREE | YES | 233.16
G 03 | FV-12TLF | YES | 3" FOOT VALVE, YES LF | YES | 683.14
Foot Valve (fpt x mpt, imp)
G 03 | FV-4FX5MT-LF | YES | 1FIPX1 1/4MIP FOOT VALVE IMPRT LF | YES | 85.78
Foot Valve (60SE-series)
G 03 | 5820E | YES | 1/2"ENVIRO FOOT VALVE 60SE |  | 91.52 | ***
G 03 | 4100E | YES | 3/4"ENVIRO FOOT VALVE 60SE |  | 82.46 | ***
G 03 | 4101E | YES | 1" ENVIRO-CHK FOOT VALVE 60SE |  | 112.5 | ***
G 03 | 4102E | YES | 1 1/4"ENVIRO FOOT VALVE 60SE |  | 144.52 | ***
G 03 | 4103E | YES | 1 1/4"ENVIRO FOOT VALVE 60SE |  | 101.98 | ***
G 03 | 4104E | YES | 1 1/2"ENVIRO FOOT VALVE 60SE |  | 179.38 | ***
G 03 | 4105E | YES | 2" ENVIRO FOOT VALVE 60SE |  | 335.29 | ***
G 03 | 4106E | YES | 2 1/2" FOOT VALVE 60SE |  | 1130.13 | ***
G 03 | 4107E | YES | 3" FOOT VALVE 60SE |  | 1602.74 | ***
Foot Valve (plastic)
G 03 | FV4IN1 | YES | 4 IN 1 PLASTIC FOOT VALVE |  | 46.24 | ***
Section G4: Check Valves
Check Valve (80E-series)
G 04 | 4029E | YES | 1/2" ENVIRO-CHECK VALVE 80E |  | 102.25 | ***
G 04 | 4030E | YES | 3/4" ENVIRO-CHECK VALVE 80E |  | 102.26 | ***
G 04 | 4031E | YES | 1" ENVIRO-CHECK VALVE 80E |  | 113.83 | ***
NIC | 4031SS2 | YES | 1" 80/100SS 303SS CHECK VALVE |  | 129.98 | ***
G 04 | 4032E | YES | 1 1/4"ENVIR0-CHECK VALVE 80E |  | 167.64 | ***
G 04 | 4033E | YES | 1 1/2" ENVIRO CHECK VALVE 80E |  | 184.63 | ***
G 04 | 4034E | YES | 2" ENVIRO-CHECK VALVE 80E |  | 310.25 | ***
G 04 | 4035E | YES | 2 1/2"ENVIRO-CHECK VALVE 80E |  | 1136.35 | ***
G 04 | 4036E | YES | 3 CHECK VALVE 80E |  | 1602.36 | ***
G 04 | 4037E | YES | 4 CHECK VALVE 80E |  | 2804.48 | ***
Check Valve (80/100SS-series)
G 04 | 4201SS2 | YES | 1"80/100SS 303 SS CHECK VALVE |  | 115.45 | ***
G 04 | 4202SS2 | YES | 1 1/4" 80/100SS CHECK VALVE |  | 157.01 | ***
G 04 | 4033SS2 | YES | 1 1/2" 80/100SS CHECK VALVE |  | 264.35 | ***
G 04 | 4034SS2 | YES | 2" 80/100SS 303SS CHECK VALVE |  | 391.86 | ***
Check Valve (80DI-series)
G 04 | 4031DI | YES | 1" DUCT. IRON CHECK VALVE 80DI |  | 62.15 | ***
G 04 | 4032DI | YES | 1 1/4"DUCTIRON CHK VALVE 80DI |  | 95.2 | ***
G 04 | 4033DI | YES | 1 1/2"DUCTIRON CHK VALVE 80DI |  | 138.89 | ***
G 04 | 4221LSS2 | YES | 1 1/4" MX1F 100MSS CHECK VALVE |  | 115.02 | ***
Section G5: Brady Valves
Line Check Valve (with spring)
G 05 | SLC75IND | YES | CHECK VALVE 3/4" |  | 21.58
G 05 | SLC100IND | YES | 1 BRADY CHECK VALVE,W/SPRING |  | 23.12
G 05 | SLC125IND | YES | 1-1/4 BRADY CHECK VALVE,W/SPNG |  | 34.62
G 05 | SLC150IND | YES | 1-1/2 BRADY CHECK VAL,W/SPNG * |  | 41.54
Line Check Valve (without spring)
G 05 | LC125IND | YES | 1 1/4 BRADY CHECK VALVE |  | 33.96
G 05 | LC150IND | YES | 1 1/2 BRADY CHECK VALVE * |  | 40.74
Foot Valve (with spring)
G 05 | SFV075IND | YES | 3/4 BRADY FOOT VALVE,W/SPRING |  | 23.35
G 05 | SFV100IND | YES | 1 BRADY FOOT VALVE,W/SPRING |  | 27.33
G 05 | SFV125IND | YES | 1-1/4 BRADY FOOT VALVE,W/SPNG |  | 39.29
G 05 | SFV150IND | YES | 1-1/2 BRADY FOOT VALVE,W/SPRNG |  | 47.11
Foot Valve (without spring)
G 05 | FV075IND | YES | 3/4 BRADY FOOT VALVE |  | 23.13
G 05 | FV100IND | YES | 1 BRADY FOOT VALVE |  | 27.07
G 05 | FV125IND | YES | 1 1/4 BRADY FOOT VALVE |  | 38.92
G 05 | FV150IND | YES | 1 1/2 BRADY FOOT VALVE |  | 46.65
Strainer
G 05 | SS 75BLK | YES | 3/4 STRAINER FOR FV75 |  | 2.26
G 05 | SS 100BLK | YES | 1 STRAINER FOR FV100 |  | 2.51
G 05 | SS 125BLK | YES | 1 1/4 STRAINER FOR FV125 |  | 2.91
G 05 | SS 150BLK | YES | 1 1/2 STRAINER FOR FV150 |  | 3.5
Sump Pump Check Valve (mpt x insert)
G 05 | BSC 150IND | YES | BRADY SUMP CHECK VALVE-1 1/2" |  | 22.16
Sump Pump Check Valve (with sleeves)
G 05 | BSC 125SBIND | YES | BRADY 1 1/4SUMP CHK W/SLEEVES* |  | 43.08
G 05 | BSC 150SBIND | YES | BRADY 1 1/2 SUMP CHK W/SLEEVE* |  | 42.3
NIC | B-0823-15 | YES | QUIET CV 1 1/2" WHITE PVC |  | 47.59 | ***
NIC | B-0823-15C | YES | QUIET CV 1 1/2" CLEAR PVC |  | 55 | ***
NIC | B-0823-20 | YES | QUIET CV 2" WHITE PVC |  | 60.19 | ***
NIC | B-0823-20C | YES | QUIET CV 2" CLEAR PVC |  | 66.49 | ***
NIC | B-0860-15 | YES | 1 1/2" BALL CHECK COMBO WHITE |  | 72.68 | ***
NIC | B-0860-20 | YES | 2" BALL CHECK COMBO WHITE |  | 97.79 | ***
Section G6-G7: Flo PVC Check Valves
Spring Check (fpt x fpt)
G 06 | FCCV 2 | YES | 1001-05 1/2 CHECK VALVE |  | 32.84 | ***
G 06 | FCCV 3 | YES | 1001-07 3/4 CHECK VALVE |  | 34.34 | ***
G 06 | FCCV 4 | YES | 1001-10 1 CHECK VALVE PVC |  | 49.76 | ***
G 06 | FCCV 5 | YES | 1001-12 1 1/4 CHECK VALVE |  | 63.78 | ***
G 06 | FCCV 8 | YES | 1001-20 2 CHECK VALVE,PVC |  | 100.52 | ***
Spring Check (slip x slip)
G 06 | FCCV 3S | YES | 1011-07 3/4 CHECK VALVE SXS |  | 34.63 | ***
G 06 | FCCV 4S | YES | 1011-10 1 CHECK VALVE SXS,PVC |  | 47.4 | ***
G 06 | FCCV 5S | YES | 1011-12 1 1/4 CHECK VALVE SXS |  | 63.18 | ***
G 06 | FCCV 6S | YES | 1011-15 1 1/2 CHECK VALVE,PVC |  | 67.32 | ***
G 06 | FCCV 8S | YES | 1011-20 2 CHECK VALVE SXS,PVC |  | 96.67 | ***
Adjustable Spring Check (fpt x fpt)
G 06 | 1205-05 | YES | 1205-05 1/2FLO CHKVLV ADJ-FXF* |  | 37.85 | ***
Sump Pump Swing Check (compression)
G 06 | SPCV1 | YES | 1400-15 SUMP PUMP CHECK VALVE |  | 54.2 | ***
Swing Check (compression)
G 06 | SC5 | YES | 1500-12 1 1/4 PVC SWING CHECK* |  | 70.51 | ***
G 06 | SC6 | YES | 1500-15 1 1/2 PVC SWING CHECK |  | 82.7 | ***
G 06 | SC8 | YES | 1500-20 2 PVC SWING CHECK |  | 118.59 | ***
G 06 | SC12 | YES | 1500-30 3 PVC SWING CHECK |  | 303.35 | ***
(clear body)
G 06 | 1500C-20 | YES | 1500C-20 CLEAR PVC SWING CHK |  | 133.18 | ***
Swing Check (slip x slip)
G 07 | 1520-05 | YES | 1520-05 1/2 SXS PVS SWING CHK* |  | 47.26 | ***
G 07 | 1520-07 | YES | 1520-07 3/4 SXS PVS SWING CHK |  | 48.15 | ***
G 07 | 1520-10 | YES | 1520-10 1" PVC SW CHK,SOLV |  | 50.35 | ***
G 07 | 1520-12 | YES | 1520-12 1 1/4 PVC,SW CHK,SOLV |  | 51.01 | ***
G 07 | 1520-15 | YES | 1520-15 1 1/2 PVC SW CHK,SOLV |  | 53.68 | ***
G 07 | 1520-20 | YES | 1520-20 2" PVC SW CHK SOLV |  | 85.32 | ***
G 07 | 1520-30 | YES | 1520-30 3" PVC SW CHK,SOLV |  | 151.95 | ***
G 07 | 1520-40 | YES | 1520-40 4" PVC SW CHK,SOLV |  | 209.08 | ***
(clear body)
G 07 | 1520C-15 | YES | 1520C-15 CLEAR PVC SWING CHK 2 |  | 77.47 | ***
G 07 | 1520C-20 | YES | 1520C-20 CLEAR PVC SWING CHK 2 |  | 107.95 | ***
G 07 | 1520C-30 | YES | 1520C-30 3" SXS CLEAR SWG CHK* |  | 204.46 | ***
G 07 | 1520C-40 | YES | 1520C-40 4" SXS CLEAR SWG CHK* |  | 267.34 | ***
Swing Check (slip x fpt)
G 07 | 1520-05F | YES | 1520-05F 1/2 FXF PVC SWG CHCK* |  | 49.38 | ***
G 07 | 1520-07F | YES | 1520-05F 3/4 FXF PVC SWG CHCK* |  | 50.71 | ***
G 07 | 1520-12F | YES | 1520-12F 1 1/4 FXF SWING CHECK |  | 53.83 | ***
G 07 | 1520-20F | YES | 1520-20F 2" FXF PVC SWING CHK* |  | 87.16 | ***
(clear body)
G 07 | 1520C-10F | YES | 1520C-10F 1" FXF CLR SWG CHK * |  | 65.8 | ***
G 07 | 1520C-15F | YES | 1520C-15F 1 1/2FXF CLR SWG CH* |  | 75.21 | ***
G 07 | 1520C-20F | YES | 1520C-20F 2" FXF CLEAR SWG CH* |  | 107.95 | ***
True Union Spring Check
G 07 | 1700-15 | YES | 1700-15 1 1/2 PVC TR UN SPG CK |  | 83.29 | ***
True Union Swing Check
G 07 | 1720-15 | YES | 1720-15 1 1/2 PVC T.UNION SCK |  | 58.94 | ***
G 07 | 1720-20 | YES | 1720-20 2 PVC T.UNION SW CHK |  | 84.14 | ***
(clear body)
G 07 | 1720C-15 | YES | 1720C-15 1 1/2 CLR T.UN SW CK* |  | 85.61 | ***
Compact True Union Spring Check
G 07 | 1790-20 | YES | 1790-20 2 COMPCT T UN SPG CHK* |  | 103.69 | ***
Section G8: Cast Iron Foot Valves
G 08 | FV540-8 | YES | 2 FOOT VALVE, C I | YES |  | ***
G 08 | FV540-12 | YES | 3 FOOT VALVE, C I | YES | 350.28 | ***
G 08 | FV540-16 | YES | 4 FOOT VALVE, C I | YES | 445.34 | ***
G 08 | FV540-24 | YES | 6 FOOT VALVE, C I | YES |  | ***
seat plate
G 08 | RP15 | YES | FV540-10 VALVE SEAT |  | 62.08 | ***
valve leather
G 08 | RP32 | YES | FV540-5 VALVE LEATHER |  | 10.72 | ***
G 08 | RP34 | YES | FV540-8 VALVE LEATHER |  | 26.25 | ***
G 08 | RP35 | YES | FV540-10&12 VALVE LEATHER |  | 33.85 | ***
G 08 | RP37 | YES | FV540-16 VALVE LEATHER |  | 70.07 | ***
G 08 | RP39 | YES | FV540-24 VALVE LEATHER |  | 136.59 | ***
G 08 | RP40 | YES | FV540-32 VALVE LEATHER |  | 197.7 | ***
Steel Suction Strainer
G 08 | SSS6 | YES | 1 1/2 SUCTION STRAINER |  | 91.24 | ***
G 08 | SSS8 | YES | 2 SUCTION STRAINER |  | 89.92 | ***
G 08 | SSS12 | YES | 3 SUCTION STRAINER |  | 138.31 | ***
Section G9: Jackel Check Valves
4-Way Check Valve (mpt x sleeve)
G 09 | H-125/150MT | YES | 1 1/4/1 1/2MXSLV 4 WAY CHK VLV |  | 19.61 | ***
2-Way Sump Check Valve (sleeve x sleeve)
G 09 | DJ545 | YES | 1 1/4/1 1/2 SLV 2 WAY CHK VLV |  | 25.95 | ***
3-Way Sump Check Valve (mpt x sleeve)
G 09 | DJ125MT | YES | 1 1/4MXSLV 3 WAY CHECK VALVE |  | 28.29 | ***
Sewage Check Valve (sleeve x sleeve)
G 09 | 2GP | YES | 2 SEWAGE CHECK VALVE SLV X SLV |  | 47.19 | ***
Section H1: Brass Ball Valves
Brass Ball Valve (imp, threaded)
H 01 | BV2T-LF | YES | 1/2 BALL VALVE, THRD | YES | 46.34
H 01 | BV3T-LF | YES | 3/4 BALL VALVE, THRD LF | YES | 44.68 | ***
H 01 | BV3TSS | YES | 3/4" BALL VALVE, THRD SS | YES | 78.28
H 01 | BV4T-LF | YES | 1 BALL VALVE, THRD LF | YES | 207.78 | ***
H 01 | BV4TSS | YES | 1" BALL VALVE, THRD, SS | YES | 172.03
H 01 | BV5T | Pending | 1 1/4 BALL VALVE, THRD | YES | 62.11
NIC | BV5TSS | YES | 1 1/4 BALL VALVE, THRD, SS | YES | 173.74
NIC | BV6T | Pending | 1 1/2 BALL VALVE, THRD | YES | 101.81
NIC | BV8T | Pending | 2 BALL VALVE, THRD |  | 144.1
Section H2: imp Plastic Ball Valves
Molded-In-Place PVC Ball Valve (threaded, EPDM seats)
H 02 | PIBV2T-R | YES | 1/2"PVC BALL VALVE, FXF, EPDM | YES | 13.4
H 02 | PIBV3T-R | YES | 3/4"PVC BALL VALVE, FXF, EPDM* | YES | 13.26
H 02 | PIBV4T-R | YES | 1" PVC BALL VALVE, FXF, EPDM * | YES | 17.18
H 02 | PIBV5T-R | YES | 1-1/4"PVC BALL VAL, FXF, EPDM* | YES | 21.99
H 02 | PIBV6T-R | YES | 1-1/2 PVC BALL VAL, FXF, EPDM* | YES | 37.44
H 02 | PIBV8T-R | YES | 2" PVC BALL VALVE, FXF, EPDM * | YES | 49.54
Molded-In-Place PVC Ball Valve (socket, EPDM seats)
H 02 | PIBV2S-R | YES | 1/2"PVC BALL VALVE, SXS, EPDM | YES | 10.89
H 02 | PIBV3S-R | YES | 3/4"PVC BALL VALVE, SXS, EPDM | YES | 12.05
H 02 | PIBV4S-R | YES | 1"PVC BALL VALVE, SXS, EPDM | YES | 21.13
H 02 | PIBV5S-R | YES | 1-1/4"PVC BALL VAL, SXS, EPDM | YES | 21.99
H 02 | PIBV6S-R | YES | 1-1/2"PVC BALL VAL, SXS, EPDM | YES | 46.43
H 02 | PIBV8S-R | YES | 2" PVC BALL VALVE, SXS, EPDM | YES | 64.41
H 02 | PIBV12S-R | YES | 3" PVC BALL VALVE, SXS, EPDM | YES | 205.5
H 02 | PIBV16S-R | YES | 4" PVC BALL VALVE, SXS, EPDM | YES | 386.53
Section H3: Plastic Ball Valves
Union Ball Valve (imp)
H 03 | UBV3S-R | YES | 3/4" UNION PVC BALL VALVE EPDM | YES | 85.34
H 03 | UBV4S-R | YES | 1" UNION PVC BALL VALVE EPDM | YES | 57.74
H 03 | UBV5S-R | YES | 1 1/4 UNION PVC BALL VALV.EPDM | YES | 77.25
H 03 | UBV6S-R | YES | 1 1/2 UNION PVC BALL VALV.EPDM | YES | 99.79
H 03 | UBV8S-R | YES | 2" UNION PVC BALL VALVE EPDM | YES | 143.13
H 03 | UBV16S-R | YES | 4" UNION PVC BALL VALVE EPDM | YES | 713.37
Section H4 - H5: imp Brass Service Valves
Gate Valve (threaded)
H 04 | GV2TLF | YES | 1/2 GATE VALVE, THRD LF | YES | 29.08
H 04 | GV3TLF | YES | 3/4 GATE VALVE, THRD LF | YES | 36.72
H 04 | GV4TLF | YES | 1 GATE VALVE, THRD LF | YES | 57.2
H 04 | GV5TLF | YES | 1 1/4 GATE VALVE, THRD LF | YES | 87.1
H 04 | GV6TLF | YES | 1 1/2 GATE VALVE, THRD LF | YES | 92.43
H 04 | GV8TLF | YES | 2 GATE VALVE, THRD LF | YES | 167.34
H 04 | GV12TLF | YES | 3 GATE VALVE, THRD LF | YES | 363.17
H 04 | GV16TLF | YES | 4 GATE VALVE, THRD LF | YES | 673.69
Swing Check (threaded)
H 04 | SCB2TLF | YES | 1/2 SWING CHECK, THRD LF | YES | 20.65
H 04 | SCB3TLF | YES | 3/4 SWING CHECK, THRD LF | YES | 33.4
H 04 | SCB4TLF | YES | 1 SWING CHECK, THRD LF | YES | 41.1
H 04 | SCB5TLF | YES | 1 1/4 SWING CHECK, THRD LF | YES | 71.78
H 04 | SCB6TLF | YES | 1 1/2 SWING CHECK, THRD LF | YES | 74.85
H 04 | SCB8TLF | YES | 2 SWING CHECK, THRD LF | YES | 134.35
Section H6: Brass Service Valves
Boiler Drain
H 04 | BD2-LF | YES | 1/2 BOILER DRAIN - LEAD FREE | YES | 20.27 | ***
H 04 | BD3-LF | YES | 3/4 BOILER DRAIN - LEAD FREE | YES | 28.14 | ***
Hose Bibb (ball valve)
H 04 | HBBV2TSS | YES | 1/2" HOSE BIBB STAINLESS STEEL | YES | 44.59
H 04 | HBBV2T-LF | YES | 1/2" HOSE BIBB LEAD FREE | YES | 29.05 | ***
H 04 | HBBV3TSS | YES | 3/4 HOSE BIBB STAINLESS STEEL | YES | 46.04
H 04 | HBBV3T-LF | YES | 3/4 HOSE BIBB LF | YES | 33.09 | ***
Hose Bibb (im)
H 04 | HB2TLF | YES | 1/2 HOSE BIBB LF | YES | 20.48
H 04 | HB3TLF | YES | 3/4 HOSE BIBB LF | YES | 18.34
Hose Bibb (sampling faucet, imp)
H 04 | HBSF2TLF | YES | 1/2 HOSE BIBB SAMPLING FAUCET LF | YES | 21.64
H 04 | HBSF3TLF | YES | 3/4 HOSE BIBB SAMPLING FAUCET LF | YES | 23.54
Section H7: Plastic Service Valves
Drain Valve (celcon)
NIC | DVC2 | YES | 1/2" DRAIN VALVE, CELCON * | YES | 21.27 | ***
Globe Valve (slip x slip, CPVC)
NIC | GV2W-CPVC | YES | 1/2 GLOBE STOP VALVE,CPVC8112* | YES | 18.57 | ***
Section I1 - I2: Miscellaneous Valves
Tank Float Valve
I 01 | TFV-1LF | YES | TANK FLOAT VALVE LEAD FREE |  | 117.54 | ***
I 01 | TFV-KLF | YES | TANK FLOAT VALVE,UNASSEMBLED LEAD FREE |  | 102.04 | ***
I 01 | TFVLF | LF PENDING | TANK FLOAT VALVE ONLY,UNASSEM |  | 84.46 | ***
I 01 | TF12 | YES | 12" TANK FLOAT- HARD RUBBER * |  | 129.65
Snifter Valve
I 01 | SV 1LF | YES | 1/8 SNIFTER VALVE LEAD FREE | YES | 14.23 | ***
I 01 | SV 1DLF | YES | 1/4 SNIFTER VALVE DOM. LEAD FREE |  | 57.77 | ***
Bleeder (brass)
I 01 | BOB3LF | YES | 3/4 BLEEDER ORIFICE LF |  | 24.05 | ***
Bleeder (rubber)
I 01 | BOR4 | YES | 1 BLEEDER ORIFICE RUBBER |  | 8.71 | ***
Relief Valve (economy)
I 01 | RV2NLF | YES | 1/2" RELIEF VALVE 75 PSI LEAD FREE | YES | 23.95
I 01 | RV3NLF | YES | 3/4" RELIEF VALVE 75 PSI LEAD FREE | YES | 18.75
I 01 | RV2N100-LF | YES | 1/2" RELIEF VALVE 100 PSI LEAD FREE | YES | 26.14
I 01 | RV3N100-LF | YES | 3/4" RELIEF VALVE 100 PSI LEAD FREE | YES | 21.93
I 01 | RV2TSS | YES | 1/2" RELIEF VALVE 75 PSI LEAD FREE | YES | 42.3
I 01 | RV3TSS | YES | 3/4" RELIEF VALVE 75 PSI LEAD FREE | YES | 32.56
I 01 | RV2N100SS | YES | 1/2" RELIEF VALVE 100 PSI LEAD FREE | YES | 39.96
I 01 | RV3N100SS | YES | 3/4" RELIEF VALVE 100 PSI LEAD FREE | YES | 60.17
Relief Valve (heavy duty)
I 01 | RV 2LF | YES | 1/2 RELIEF VALVE 75 PSI LF |  | 308.16 | ***
I 01 | RV 3LF | YES | 3/4 RELIEF VALVE 75 PSI LF |  | 299.2 | ***
I 01 | RV 4LF | YES | 1 RELIEF VALVE 75 PSI LF |  | 401.43 | ***
I 01 | RV 5 | YES | 1 1/4 RELIEF VALVE LF |  | 802.13 | ***
I 01 | RV 6 | YES | 1 1/2 RELIEF VALVE LF |  | 1270.77 | ***
I 01 | RV 8 | YES | 2 RELIEF VALVE LF |  | 1288.61 | ***
Dole Flow Regulator
(B-series)
I 02 | DVGB10 | YES | 1/2" FXF FLOW REGULTR 1.0 GPM |  | 63.31 | ***
I 02 | DVGB15 | YES | 1/2" FXF FLOW REGULTR 1.5 GPM |  | 63.31 | ***
I 02 | DVGB20 | YES | 1/2" FXF FLOW REGULTR 2.0 GPM |  | 63.31 | ***
I 02 | DVGB25 | YES | 1/2" FXF FLOW REGULTR 2.5 GPM |  | 63.31 | ***
I 02 | DVGB30 | YES | 1/2" FXF FLOW REGULTR 3.0 GPM |  | 63.31 | ***
I 02 | DVGB35 | YES | 1/2" FXF FLOW REGULTR 3.5 GPM |  | 63.31 | ***
I 02 | DVGB40 | YES | 1/2" FXF FLOW REGULTR 4.0 GPM |  | 63.31 | ***
I 02 | DVGB50 | YES | 1/2" FXF FLOW REGULTR 5.0 GPM |  | 63.31 | ***
(C-series)
I 02 | DVGC10 | YES | 3/4" FXF FLOW REGULATOR 1 GPM |  | 68.35 | ***
I 02 | DVGC15 | YES | 3/4" FXF FLOW REGULATR 1.5 GPM |  | 68.35 | ***
I 02 | DVGC30 | YES | 3/4" FXF FLOW REGULATOR 3 GPM |  | 68.35 | ***
I 02 | DVGC35 | YES | 3/4" FXF FLOW REGULATOR 3.5GPM |  | 68.35 | ***
I 02 | DVGC40 | YES | 3/4" FXF FLOW REGULATOR 4.0GPM |  | 68.35 | ***
I 02 | DVGC50 | YES | 3/4" FXF FLOW REGULATOR 5.0GPM |  | 68.35 | ***
I 02 | DVGC60 | YES | 3/4" FXF FLOW REGULATOR 6 GPM |  | 68.35 | ***
I 02 | DVGC80 | YES | 3/4" FXF FLOW REGULATOR 8.0GPM |  | 68.35 | ***
I 02 | DVGC90 | YES | 3/4" FXF FLOW REGULATOR 9.0GPM |  | 68.35 | ***
I 02 | DVGC100 | YES | 3/4" FXF FLOW REGULATOR 10 GPM |  | 68.35 | ***
(X-series)
I 02 | DVGX10 | YES | 1" FXF FLOW REGULATOR 1.0 GPM |  | 131.69 | ***
I 02 | DVGX15 | YES | 1" FXF FLOW REGULATOR 1.5 GPM |  | 131.69 | ***
I 02 | DVGX20 | YES | 1" FXF FLOW REGULATOR 2.0 GPM |  | 131.69 | ***
I 02 | DVGX30 | YES | 1" FXF FLOW REGULATOR 3.0 GPM |  | 154.26 | ***
I 02 | DVGX35 | YES | 1" FXF FLOW REGULATOR 3.5 GPM |  | 154.26 | ***
I 02 | DVGX40 | YES | 1" FXF FLOW REGULATOR 4.0 GPM |  | 163.04 | ***
I 02 | DVGX50 | YES | 1" FXF FLOW REGULATOR 5.0 GPM |  | 154.26 | ***
I 02 | DVGX60 | YES | 1" FXF FLOW REGULATOR 6.0 GPM |  | 163.04 | ***
I 02 | DVGX70 | YES | 1" FXF FLOW REGULATOR 7.0 GPM |  | 154.26 | ***
I 02 | DVGX80 | YES | 1" FXF FLOW REGULATOR 8.0 GPM |  | 166.8 | ***
I 02 | DVGX90 | YES | 1" FXF FLOW REGULATOR 9.0 GPM |  | 163.04 | ***
I 02 | DVGX100 | YES | 1" FXF FLOW REGULATOR 10.0 GPM |  | 163.04 | ***
I 02 | DVGX120 | YES | 1" FXF FLOW REGULATOR 12.0 GPM |  | 163.04 | ***
I 02 | DVGX150 | YES | 1" FXF FLOW REGULATOR 15.0 GPM |  | 163.04 | ***
I 02 | DVGX200 | YES | 1" FXF FLOW REGULATOR 20.0 GPM |  | 163.04 | ***
I 02 | DVGX250 | YES | 1" FXF FLOW REGULATOR 25.0 GPM |  | 163.04 | ***
I 02 | DVGX300 | YES | 1" FXF FLOW REGULATOR 30.0 GPM |  | 163.04 | ***
(Y-series)
I 02 | DVGY10 | YES | 3/4" MXF FLOW REGULATOR 1.0GPM |  | 78.57 | ***
I 02 | DVGY15 | YES | 3/4" MXF FLOW REGULATOR 1.5GPM |  | 78.57 | ***
I 02 | DVGY30 | YES | 3/4" MXF FLOW REGULATOR 3.0GPM |  | 78.57 | ***
I 02 | DVGY50 | YES | 3/4" MXF FLOW REGULATOR 5.0GPM |  | 78.57 | ***
I 02 | DVGY70 | YES | 3/4" MXF FLOW REGULATOR 7.0GPM |  | 78.57 | ***
Section J1 - J3: Frostproof Yard Hydrants
Heavy Duty Yard Hydrant
J 01 | YH-1 | NO | 1 FT YARD HYDRANT |  | 228.73
J 01 | YH-1LF | YES | 1 FT YARD HYDRANT LEAD FREE |  | 243.46
J 01 | YH-1.5 | NO | 1' 6" HYDRANT |  | 234.49
J 01 | YH-1.5LF | YES | 1' 6" HYDRANT LEAD FREE |  | 247.47
J 01 | YH-2 | NO | 2 FT YARD HYDRANT |  | 238.04
J 01 | YH-2LF | YES | 2 FT YARD HYDRANT LEAD FREE |  | 255.59
J 01 | YH-3 | NO | 3 FT YARD HYDRANT |  | 247.32
J 01 | YH-3LF | YES | 3 FT YARD HYDRANT LEAD FREE |  | 275.08
J 01 | YH-4 | NO | 4 FT YARD HYDRANT |  | 262.31
J 01 | YH-4LF | YES | 4 FT YARD HYDRANT LEAD FREE |  | 288.87
J 01 | YH-5 | NO | 5 FT YARD HYDRANT |  | 274.02
J 01 | YH-5LF | YES | 5 FT YARD HYDRANT LEAD FREE |  | 308.38
J 01 | YH-6 | NO | 6 FT YARD HYDRANT |  | 232.72
J 01 | YH-6LF | YES | 6 FT YARD HYDRANT LEAD FREE |  | 323.61
J 01 | YH-7 | NO | 7 FT YARD HYDRANT |  | 330.34
J 01 | YH-7LF | YES | 7 FT YARD HYDRANT LEAD FREE |  | 345.22
J 01 | YH-8 | NO | 8 FT YARD HYDRANT |  | 340.65
J 01 | YH-8LF | YES | 8 FT YARD HYDRANT LEAD FREE |  | 355.56
Heavy Duty Yard Hydrant Replacement Parts
J 01 | HP-1 | YES | YARD HYDRANT HEAD |  | 159.1
J 01 | HP-4 | YES | YARD HYDRANT CONNECTOR |  | 21.73
J 01 | HP-5 | NO | MOLDED YARD HYDRANT PLUNGER |  | 12.87
J 01 | HP-6 | YES | YARD HYDRANT LINK (2 EACH) |  | 9.73
J 01 | HP-7 | YES | YARD HYDRANT HANDLE BOLT |  | 1.35
J 01 | HP-8 | YES | YARD HYDRANT HANDLE NUT |  | 0.77
J 01 | HP-9 | YES | YARD HYDRANT SET SCREW SQ HEAD |  | 1.03
J 01 | HP-10 | YES | YARD HYDRANT PACKING |  | 1.42
J 01 | HP-11 | NO | YARD HYDRANT PACKING NUT |  | 6.89
J 01 | HP-12 | NO | 3/4" YARD HYDRANT HOSE ADAPTER |  | 12.03
J 01 | HP-13-1 | YES | STEEL ROD 7/16,F/YH-1, |  | 44.82
J 01 | HP-13-1.5 | YES | STEEL ROD 7/16,F/YH-1.5 |  | 52.06
J 01 | HP-13-2 | YES | STEEL ROD 7/16 F/YH-2, |  | 48.73
J 01 | HP-13-3 | YES | STEEL ROD 7/16,F/YH-3, |  | 52.13
J 01 | HP-13-4 | YES | STEEL ROD 7/16,F/YH-4, |  | 55.8
J 01 | HP-13-5 | YES | STEEL ROD 7/16,F/YH-5, |  | 59.06
J 01 | HP-13-6 | YES | STEEL ROD 7/16,F/YH-6, |  | 61.86
J 01 | HP-13-7 | YES | STEEL ROD 7/16 F/YH-7, |  | 66.08
J 01 | HP-13-8 | YES | STEEL ROD 7/16,F/YH-8, |  | 70.41
J 01 | HP-14-1 | YES | GALVANIZED PIPE,1"F/YH-1 |  | 33.21
J 01 | HP-14-1.5 | YES | GALVANIZED PIPE,1"F/YH-1.5 |  | 39.19
J 01 | HP-14-2 | YES | GALVANIZED PIPE 1"F/YH-2 |  | 41.09
J 01 | HP-14-3 | YES | GALVANIZED PIPE 1"F/YH-3 |  | 62.08
J 01 | HP-14-4 | YES | GALVANIZED PIPE 1"F/YH-4 |  | 73.99
J 01 | HP-14-5 | YES | GALVANIZED PIPE 1"F/YH-5 |  | 86.21
J 01 | HP-14-6 | YES | GALVANIZED PIPE 1"F/YH-6 |  | 98.38
J 01 | HP-14-7 | YES | GALVANIZED PIPE 1"F/YH-7 |  | 110.56
J 01 | HP-14-8 | YES | GALVANIZED PIPE 1"F/YH-8 |  | 122.28
J 01 | HP-15 | YES | YARD HYDRANT ROD EXTENSION |  | 8.6
J 01 | HP-16 | YES | YARD HYDRANT ROD COUPLING |  | 3.57
J 01 | HP-17 | YES | YARD HYDRANT THUMB LOCK BOLT |  | 2.56
J 01 | HP-18 | NO | YH HEAD ASSEMBLY,COMPLETE |  | 182.91
J 01 | HPK-1 | YES | YARD HYDRANT PARTS KIT |  | 33.39
Compact Yard Hydrant
J 02 | CYH-1 | NO | COMPACT 1 FT YARD HYDRANT |  | 189.47
J 02 | CYH-1LF | YES | COMPACT 1 FT YARD HYDRANT LF |  | 217.81
J 02 | CYH-1.5 | NO | COMPACT 1'6" YARD HYDRANT |  | 195.23
J 02 | CYH-1.5LF | YES | COMPACT 1'6" YARD HYDRANT LF |  | 223.03
J 02 | CYH-2 | NO | COMPACT 2 FT YARD HYDRANT |  | 198.06
J 02 | CYH-2LF | YES | COMPACT 2 FT YARD HYDRANT LF |  | 228.16
J 02 | CYH-3 | NO | COMPACT 3 FT YARD HYDRANT |  | 210.31
J 02 | CYH-3LF | YES | COMPACT 3 FT YARD HYDRANT LF |  | 247.38
J 02 | CYH-4 | NO | COMPACT 4 FT YARD HYDRANT |  | 226.81
J 02 | CYH-4LF | YES | COMPACT 4 FT YARD HYDRANT LF |  | 262.68
J 02 | CYH-5 | NO | COMPACT 5 FT YARD HYDRANT |  | 239.35
J 02 | CYH-5LF | YES | COMPACT 5 FT YARD HYDRANT LF |  | 275.95
J 02 | CYH-6 | NO | COMPACT 6 FT YARD HYDRANT |  | 251.81
J 02 | CYH-6LF | YES | COMPACT 6 FT YARD HYDRANT LF |  | 295.78
J 02 | CYH-7 | NO | COMPACT 7 FT YARD HYDRANT |  | 254.24
J 02 | CYH-7LF | YES | COMPACT 7 FT YARD HYDRANT LF |  | 298.5
J 02 | CYH-8 | NO | COMPACT 8 FT YARD HYDRANT |  | 276.79
J 02 | CYH-8LF | YES | COMPACT 8 FT YARD HYDRANT LF |  | 324.95
Compact Yard Hydrant Replacement Parts
J 02 | CHP-1 | YES | COMPACT YARD HYDRANT HEAD |  | 80.55
J 02 | CHP-2 | YES | COMPACT YARD HYDRANT HANDLE |  | 28.99
J 02 | CHP-18 | NO | COMPACT YH HEAD ASMBY,COMPLETE |  | 93.03
J 02 | HP-4 | YES | YARD HYDRANT CONNECTOR |  | 21.73
J 02 | HP-5 | NO | MOLDED YARD HYDRANT PLUNGER |  | 12.87
J 02 | HP-6 | YES | YARD HYDRANT LINK (2 EACH) |  | 9.73
J 02 | HP-7 | YES | YARD HYDRANT HANDLE BOLT |  | 1.35
J 02 | HP-8 | YES | YARD HYDRANT HANDLE NUT |  | 0.77
J 02 | HP-9 | YES | YARD HYDRANT SET SCREW SQ HEAD |  | 1.03
J 02 | HP-10 | YES | YARD HYDRANT PACKING |  | 1.42
J 02 | HP-11 | NO | YARD HYDRANT PACKING NUT |  | 6.89
J 02 | HP-12 | NO | 3/4" YARD HYDRANT HOSE ADAPTER |  | 12.03
J 02 | HP-13-1 | YES | STEEL ROD 7/16,F/YH-1, |  | 44.82
J 02 | HP-14-1 | YES | GALVANIZED PIPE,1"F/YH-1 |  | 33.21
J 02 | HP-15 | YES | YARD HYDRANT ROD EXTENSION |  | 8.6
J 02 | HP-16 | YES | YARD HYDRANT ROD COUPLING |  | 3.57
J 02 | HP-17 | YES | YARD HYDRANT THUMB LOCK BOLT |  | 2.56
J 01 | HP-18 | NO | YH HEAD ASSEMBLY,COMPLETE |  | 182.91
J 02 | HP-19 | NO | 1/2" YARD HYDRANT HOSE ADAPTER |  | 12.23
Sanitary Yard Hydrant
J 03 | CSYH-1 | LF PENDING | SANI 1'HYDRANT-STAINLESS STEEL |  | 2108.27
J 03 | CSYH-3 | LF PENDING | SANI 3'HYDRANT-STAINLESS STEEL |  | 2199.87
J 03 | CSYH-4 | LF PENDING | SANI 4'HYDRANT-STAINLESS STEEL |  | 2223.63
J 03 | CSYH-6 | LF PENDING | SANI 6'HYDRANT-STAINLESS STEEL |  | 2453.19
Sanitary Yard Hydrant Replacement Parts
J 03 | HP-1 | YES | YARD HYDRANT HEAD |  | 159.1
J 03 | HP-4 | YES | YARD HYDRANT CONNECTOR |  | 21.73
J 03 | HP-5 | NO | MOLDED YARD HYDRANT PLUNGER |  | 12.87
J 03 | HP-6 | YES | YARD HYDRANT LINK (2 EACH) |  | 9.73
J 03 | HP-7 | YES | YARD HYDRANT HANDLE BOLT |  | 1.35
J 03 | HP-8 | YES | YARD HYDRANT HANDLE NUT |  | 0.77
J 03 | HP-9 | YES | YARD HYDRANT SET SCREW SQ HEAD |  | 1.03
J 03 | HP-10 | YES | YARD HYDRANT PACKING |  | 1.42
J 03 | HP-11 | NO | YARD HYDRANT PACKING NUT |  | 6.89
J 03 | HP-13-1 | YES | STEEL ROD 7/16,F/YH-1, |  | 44.82
J 03 | HP-13-1.5 | YES | STEEL ROD 7/16,F/YH-1.5 |  | 52.06
J 03 | HP-13-2 | YES | STEEL ROD 7/16 F/YH-2, |  | 48.73
J 03 | HP-13-3 | YES | STEEL ROD 7/16,F/YH-3, |  | 52.13
J 03 | HP-13-4 | YES | STEEL ROD 7/16,F/YH-4, |  | 55.8
J 03 | HP-13-5 | YES | STEEL ROD 7/16,F/YH-5, |  | 59.06
J 03 | HP-13-6 | YES | STEEL ROD 7/16,F/YH-6, |  | 61.86
J 03 | HP-13-7 | YES | STEEL ROD 7/16 F/YH-7, |  | 66.08
J 03 | HP-13-8 | YES | STEEL ROD 7/16,F/YH-8, |  | 70.41
J 03 | HP-14-1 | YES | GALVANIZED PIPE,1"F/YH-1 |  | 33.21
J 03 | HP-14-1.5 | YES | GALVANIZED PIPE,1"F/YH-1.5 |  | 39.19
J 03 | HP-14-2 | YES | GALVANIZED PIPE 1"F/YH-2 |  | 41.09
J 03 | HP-14-3 | YES | GALVANIZED PIPE 1"F/YH-3 |  | 62.08
J 03 | HP-14-4 | YES | GALVANIZED PIPE 1"F/YH-4 |  | 73.99
J 03 | HP-14-5 | YES | GALVANIZED PIPE 1"F/YH-5 |  | 86.21
J 03 | HP-14-6 | YES | GALVANIZED PIPE 1"F/YH-6 |  | 98.38
J 03 | HP-14-7 | YES | GALVANIZED PIPE 1"F/YH-7 |  | 110.56
J 03 | HP-14-8 | YES | GALVANIZED PIPE 1"F/YH-8 |  | 122.28
J 03 | HP-15 | YES | YARD HYDRANT ROD EXTENSION |  | 8.6
J 03 | HP-16 | YES | YARD HYDRANT ROD COUPLING |  | 3.57
J 03 | HP-17 | YES | YARD HYDRANT THUMB LOCK BOLT |  | 2.56
J 01 | HP-18 | NO | YH HEAD ASSEMBLY,COMPLETE |  | 182.91
J 03 | HPK-1 | YES | YARD HYDRANT PARTS KIT |  | 33.39
Section K1 - K5: Cast Iron Well Seals
Solid Well Seal (submersible)
K 01 | SUB2X1 1/4GS | YES | 2 X 1 1/4 SUB SEAL-SOLID-GS * |  | 106.79 | ***
K 01 | SUB6X1S | YES | 6 X 1 SUB SEAL SOLID |  | 187.35 | ***
K 01 | SUB6X1 1/2S | YES | 6 X 1 1/2 SUB SEAL SOLID * |  | 180.3 | ***
Split Well Seal (submersible)
K 01 | SUB4X1G | YES | 4 X 1 SUB WELL SEAL-G |  | 126.65 | ***
K 01 | SUB4X1 1/4 | YES | 4 X 1 1/4 SUB WELL SEAL |  | 129.7 | ***
K 01 | SUB4X1 1/4G | YES | 4X1 1/4 SUB WELL SEAL-G * |  | 138.74 | ***
K 01 | SUB4X2GS | YES | 4 X 2 SUB SEAL SPLIT-GS |  | 131.09 | ***
K 01 | SUB4 1/2X1 | YES | 4 1/2 X 1 SUB WELL SEAL |  | 218.18 | ***
K 01 | SUB4 1/2X1 1/4 | YES | 4 1/2 X 1 1/4 SUB SEAL * |  | 231.49 | ***
K 01 | SUB5X1 | YES | 5 X 1 SUB WELL SEAL |  | 227.88 | ***
K 01 | SUB5X1G | YES | 5 X 1 SUB WELL SEAL-G * |  | 156.98 | ***
K 01 | SUB5X1 1/4 | YES | 5 X 1 1/4 SUB WELL SEAL |  | 265.08 | ***
K 01 | SUB5X2 | YES | 5 X 2 SUB WELL SEAL |  | 309.9 | ***
K 01 | SUB5 5/8X3/4 | YES | 5 5/8 X 3/4 SUB WELL SEAL * |  | 167.23 | ***
K 01 | SUB5 5/8X1 | YES | 5 5/8 X 1 SUB WELL SEAL |  | 202.83 | ***
K 01 | SUB5 5/8X1 1/4 | YES | 5 5/8 X 1 1/4 SUB SEAL |  | 322.32 | ***
K 01 | SUB5 5/8X2 | YES | 5 5/8 X 2 SUB WELL SEAL * |  | 309.92 | ***
K 01 | SUB6X3/4 | YES | 6 X 3/4 SUB WELL SEAL |  | 193.55 | ***
K 01 | SUB6X1 | YES | 6 X 1 SUB WELL SEAL |  | 197.19 | ***
K 01 | SUB6X1G | YES | 6 X 1 SUB WELL SEAL-G |  | 233.97 | ***
K 01 | SUB6X1 1/4 | YES | 6 X 1 1/4 SUB WELL SEAL |  | 204.18 | ***
K 01 | SUB6X1 1/4G | YES | 6 X1 1/4 SUB WELL SEAL-G |  | 146.29 | ***
K 01 | SUB6X1 1/2 | YES | 6 X 1 1/2 SUB WELL SEAL * |  | 223.85 | ***
K 01 | SUB6X2 | YES | 6 X 2 SUB WELL SEAL |  | 216.24 | ***
K 01 | SUB6X2 1/2 | YES | 6 X 2 1/2 SUB WELL SEAL |  | 233.28 | ***
K 01 | SUB6X3 | YES | 6 X 3 SUB WELL SEAL |  | 251.78 | ***
K 01 | SUB6 1/8X3/4 | YES | 6 1/8 X 3/4 SUB WELL SEAL |  | 311.88 | ***
K 01 | SUB6 1/8X1 | YES | 6 1/8 X 1 SUB WELL SEAL |  | 311.88 | ***
K 01 | SUB6 1/8X1 1/4 | YES | 6 1/8 X 1 1/4 SUB SEAL |  | 311.88 | ***
K 01 | SUB6 1/8X1 1/2 | YES | 6 1/8 X 1 1/2 SUB SEAL |  | 311.88 | ***
NIC | SUB4X1GS | YES | 4"X 1" SUB SEAL SOLID * |  | 163.89 | ***
Split Well Seal (submersible) continued from K1
K 02 | SUB6 1/8X2 | YES | 6 1/8 X 2 SUB WELL SEAL |  | 311.88 | ***
K 02 | SUB6 1/4X3/4 | YES | 6 1/4 X 3/4 SUB SEAL |  | 209.55 | ***
K 02 | SUB6 1/4X1 | YES | 6 1/4 X 1 SUB WELL SEAL |  | 251.74 | ***
K 02 | SUB6 1/4X1G | YES | 6 1/4X1 SUB WELL SEAL-G * |  | 196.19 | ***
K 02 | SUB6 1/4X1 1/4 | YES | 6 1/4 X 1 1/4 SUB SEAL |  | 209.55 | ***
K 02 | SUB6 1/4X1 1/2 | YES | 6 1/4 X 1 1/2 SUB SEAL |  | 209.55 | ***
K 02 | SUB6 1/4X2 | YES | 6 1/4 X 2 SUB WELL SEAL * |  | 209.55 | ***
K 02 | SUB6 1/4X2 1/2 | YES | 6 1/4 X 2 1/2 SUB SEAL |  | 209.55 | ***
K 02 | SUB6 1/4X3 | YES | 6 1/4 X 3 SUB WELL SEAL |  | 325.08 | ***
K 02 | SUB6 1/2X3/4 | YES | 6 1/2 X 3/4 SUB SEAL |  | 201.77 | ***
K 02 | SUB6 1/2X1 | YES | 6 1/2 X 1 SUB WELL SEAL |  | 226.73 | ***
K 02 | SUB6 1/2X1 1/4 | YES | 6 1/2 X 1 1/4 SUB SEAL |  | 306.43 | ***
K 02 | SUB6 1/2X1 1/2 | YES | 6 1/2 X 1 1/2 SUB SEAL |  | 226.73 | ***
K 02 | SUB6 1/2X2 | YES | 6 1/2 X 2 SUB WELL SEAL |  | 215.9 | ***
K 02 | SUB6 1/2X2 1/2 | YES | 6 1/2 X 2 1/2 SUB SEAL |  | 215.9 | ***
K 02 | SUB6 1/2X3 | YES | 6 1/2 X 3 SUB WELL SEAL |  | 215.9 | ***
K 02 | SUB8X3/4 | YES | 8 X 3/4 SUB WELL SEAL |  | 403.24 | ***
K 02 | SUB8X1 | YES | 8 X 1 SUB WELL SEAL |  | 403.24 | ***
K 02 | SUB8X1 1/4 | YES | 8 X 1 1/4 SUB WELL SEAL |  | 423.38 | ***
K 02 | SUB8X1 1/2 | YES | 8 X 1 1/2 SUB WELL SEAL |  | 423.38 | ***
K 02 | SUB8X2 | YES | 8 X 2 SUB WELL SEAL |  | 423.38 | ***
K 02 | SUB8X2 1/2 | YES | 8 X 2 1/2 SUB WELL SEAL |  | 403.24 | ***
K 02 | SUB8X3 | YES | WELL SEAL 8" X 3" CAST IRON |  | 423.38 | ***
K 02 | SUB10X3/4 | YES | 10 X 3/4 SUB WELL SEAL |  | 467.71 | ***
K 02 | SUB10X1 | YES | 10 X 1 SUB WELL SEAL |  | 598.63 | ***
K 02 | SUB10X1 1/4 | YES | 10 X 1 1/4 SUB WELL SEAL |  | 598.63 | ***
K 02 | SUB10X1 1/2 | YES | 10 X 1 1/2 SUB WELL SEAL |  | 467.71 | ***
K 02 | SUB10X2 | YES | 10 X 2 SUB WELL SEAL * |  | 738.51 | ***
K 02 | SUB10X2 1/2 | YES | 10 X 2 1/2 SUB WELL SEAL |  | 467.71 | ***
K 02 | SUB10X3 | YES | 10 X 3 SUB WELL SEAL |  | 598.63 | ***
K 02 | SUB10X4 | YES | 10 X 4 SUB WELL SEAL |  | 598.63 | ***
K 02 | SUB10X5 | YES | 10 X 5 SUB WELL SEAL |  | 467.71 | ***
K 02 | SUB10X6 | YES | 10 X 6 SUB WELL SEAL |  | 1065.79 | ***
K 02 | SUB12X1 | YES | 12 X 1 SUB WELL SEAL |  | 943.62 | ***
K 02 | SUB12X1 1/4 | YES | 12 X 1 1/4 SUB WELL SEAL |  | 943.62 | ***
K 02 | SUB12X1 1/2 | YES | 12 X 1 1/2 SUB WELL SEAL |  | 943.62 | ***
K 02 | SUB12X2 | YES | 12 X 2 SUB WELL SEAL |  | 943.62 | ***
K 02 | SUB12X2 1/2 | YES | 12 X 2 1/2 SUB WELL SEAL |  | 943.62 | ***
K 02 | SUB12X3 | YES | 12 X 3 SUB WELL SEAL |  | 943.62 | ***
K 02 | SUB12X3/4 | YES | 12 X 3/4 SUB WELL SEAL |  | 943.62 | ***
K 02 | SUB12X4 | YES | 12 X 4 SUB WELL SEAL |  | 943.62 | ***
K 02 | SUB12X5 | YES | 12X5 SUB SEAL |  | 943.62 | ***
K 02 | SUB12X6 | YES | 12X6 SUB WELL SEAL |  | 1248.42 | ***
Well Seal (double hole)
K 03 | DH4CG | YES | 4 X 1 1/4 X 1 DH SEAL-G * |  | 85.17 | ***
K 03 | DH6A | YES | 6 X 1 X 3/4 DH SEAL |  | 195.69 | ***
K 03 | DH6B | YES | 6 X 1 X 1 DH SEAL |  | 285.38 | ***
K 03 | DH6C | YES | 6 X 1 1/4 X 1 DH SEAL |  | 209.34 | ***
K 03 | DH6CG | YES | 6 X 1 1/4 X 1 DH SEAL-G * |  | 163.2 | ***
K 03 | DH6D | YES | 6 X 1 1/4 X 1 1/4 DH SEAL |  | 366.08 | ***
K 03 | DH6E | YES | 6 X 1 1/2 X 1 1/4 DH SEAL |  | 195.69 | ***
K 03 | DH6G | YES | 6 X 2 X 1 1/2 DH SEAL |  | 245.11 | ***
K 03 | DH6H | YES | 6 X 1 1/2 X 1 DH SEAL |  | 186.36 | ***
K 03 | DH6 1/4A | YES | 6 1/4 X 1 X 3/4 DH SEAL |  | 446.11 | ***
K 03 | DH6 1/4B | YES | 6 1/4 X 1 X 1 DH SEAL |  | 446.11 | ***
K 03 | DH6 1/4C | YES | 6 1/4 X 1 1/4 X 1 DH SEAL |  | 446.11 | ***
K 03 | DH6 1/4E | YES | 6 1/4 X 1 1/2 X 1 1/4 DH SEAL |  | 446.11 | ***
K 03 | DH6 1/4G | YES | 6 1/4 X 2 X 1 1/2 DH SEAL |  | 446.11 | ***
K 03 | DH6 1/4H | YES | 6 1/4 X 1 1/2 X 1 DH SEAL |  | 446.11 | ***
Well Seal (double hole) -- continued from K3
K 04 | DH6 1/2A | YES | 6 1/2 X 1 X 3/4 DH SEAL |  | 502.33 | ***
K 04 | DH6 1/2B | YES | 6 1/2 X 1 X 1 DH SEAL |  | 502.33 | ***
K 04 | DH6 1/2C | YES | 6 1/2 X 1 1/4 X 1 DH SEAL |  | 502.31 | ***
K 04 | DH6 1/2D | YES | 6 1/2X 1 1/4 X 1 1/4 DH SEAL * |  | 502.33 | ***
K 04 | DH6 1/2E | YES | 6 1/2X 1 1/2 X 1 1/4 DH SEAL |  | 502.33 | ***
K 04 | DH8A | YES | 8 X 1 X 3/4 DH SEAL |  | 357.03 | ***
K 04 | DH8B | YES | 8 X 1 X 1 DH SEAL |  | 488.47 | ***
K 04 | DH8C | YES | 8 X 1 1/4 X 1 DH SEAL |  | 515.07 | ***
K 04 | DH8D | YES | 8 X 1 1/4 X 1 1/4 DH SEAL |  | 431.99 | ***
K 04 | DH8E | YES | 8 X 1 1/2 X 1 1/4 DH SEAL |  | 431.99 | ***
K 04 | DH8F | YES | 8 X 1 1/2 X 1 1/2 DH SEAL |  | 431.99 | ***
K 04 | DH8G | YES | 8 X 2 X 1 1/2 DH SEAL |  | 431.99 | ***
K 04 | DH8H | YES | 8 X 1 1/2 X 1 DH SEAL |  | 431.99 | ***
K 04 | DH10C | YES | 10 X 1 1/4 X 1 DH SEAL |  | 845.59 | ***
K 04 | DH12C | YES | 12 X 1 1/4 X 1 DH SEAL |  | 917.72 | ***
K 04 | DH12D | YES | 12 X 1 1/4 X 1 1/4 DH SEAL |  | 917.72 | ***
K 04 | DH12E | YES | 12 X 1 1/2 X 1 1/4 DH SEAL |  | 917.72 | ***
K 04 | DH12G | YES | 12 X 2 X 1 1/2 DH SEAL |  | 917.72 | ***
Blank Well Seal
K 05 | J6 | YES | 6 PITLESS JET SEAL |  | 190.18 | ***
K 05 | J6 1/8 | YES | 6 1/8 PITLESS JET SEAL |  | 280.68 | ***
K 05 | J6 1/4 | YES | 6 1/4 PITLESS JET SEAL |  | 177.08 | ***
K 05 | J6 1/2 | YES | 6 1/2 PITLESS JET SEAL |  | 220.86 | ***
K 05 | J8 | YES | 8 PITLESS JET SEAL |  | 328.48 | ***
K 05 | J10 | YES | 10"PITLESS JET SEAL |  | 557.16 | ***
K 05 | J12 | YES | 12" PITLESS JET SEAL |  | 1254.31 | ***
Pitless Well Seal (submersible)
K 05 | S6 | YES | 6 PITLESS SUB SEAL |  | 204.73 | ***
K 05 | S6 1/4 | YES | 6 1/4 PITLESS SUB SEAL |  | 204.73 | ***
K 05 | S7 | YES | 7 PITLESS WELL SEAL |  | 206.38 | ***
Pitless Well Seal (single hole)
K 05 | SH6X1 | YES | 6 X 1 PITLESS SH SEAL |  | 235.75 | ***
K 05 | SH6X1 1/4 | YES | 6 X 1 1/4 PITLESS SH SEAL |  | 288.24 | ***
K 05 | SH6X1 1/2 | YES | 6 X 1 1/2 PITLESS SH SEAL |  | 315.95 | ***
K 05 | SH6 1/4X1 | YES | 6 1/4 X 1 PITLESS SH SEAL |  | 363.69 | ***
K 05 | SH6 1/4X1 1/4 | YES | 6 1/4 X 1 1/4 PITLESS SH SEAL* |  | 205.55 | ***
K 05 | SH6 1/4X1 1/2 | YES | 6 1/4 X 1 1/2 PITLESS SH SEAL |  | 205.55 | ***
K 05 | SH7X1 | YES | 7 X 1 PITLESS SH SEAL * |  | 335.28 | ***
Section K6 - K7: ABS Well Seals
Solid Well Seal (submersible)
K 06 | PS4 BLANK | YES | ABS WELL SEAL,4XBLANK,SUB |  | 52.3 | ***
K 06 | PS4X1 | YES | WELL SEAL 4"X1" |  | 58.76 | ***
K 06 | PS4X1 1/4 | YES | ABS WELL SEAL,4X1 1/4,SUB |  | 57.44 | ***
K 06 | PS4X1 1/2 | YES | ABS WELL SEAL,4X1 1/2,SUB |  | 42.33 | ***
K 06 | PS4X2 | YES | ABS WELL SEAL,4X2,SUB |  | 42.33 | ***
K 06 | PS5 5/8 BLANK | YES | ABS WELL SEAL,5 5/8BLANK,SUB |  | 68.93 | ***
K 06 | PS5 5/8X1 | YES | ABS WELL SEAL,5 5/8X1,SUB |  | 62.78 | ***
K 06 | PS5 5/8X1 1/4 | YES | ABS WELL SEAL,5 5/8X1 1/4,SUB |  | 62.87 | ***
K 06 | PS5 5/8X2 | YES | ABS WELL SEAL,5 5/8X2,SUB |  | 62.87 | ***
K 06 | PS6 BLANK | YES | ABS WELL SEAL,6XBLANK,SUB |  | 71.53 | ***
K 06 | PS6X3/4 | YES | ABS WELL SEAL,6X3/4,SUB * |  | 68.88 | ***
K 06 | PS6X1 | YES | WELL SEAL 6"X1" |  | 71.67 | ***
K 06 | PS6X1 1/4 | YES | ABS WELL SEAL,6X1 1/4,SUB |  | 70.32 | ***
K 06 | PS6X1 1/2 | YES | ABS WELL SEAL,6"X1-1/2", SUB |  | 66.69 | ***
K 06 | PS6X2 | YES | ABS WELL SEAL,6X2,SUB |  | 71.53 | ***
K 06 | PS6 1/4 BLANK | YES | ABS WELL SEAL,6 1/4 BLANK,SUB |  | 69.46 | ***
K 06 | PS6 1/4X1 | YES | ABS WELL SEAL,6 1/4X1,SUB |  | 72.13 | ***
K 06 | PS6 1/4X1 1/4 | YES | ABS WELL SEAL,6 1/4X1 1/4,SUB |  | 69.46 | ***
K 06 | PS6 1/4X2 | YES | ABS WELL SEAL,6 1/4X2,SUB * |  | 69.46 | ***
Submersible Pump Screen
K 06 | SPS4X60X010 | YES | SUBM PUMP SCREEN, 4"X60"X.010 |  | 273.52
K 06 | SPS4X60X015 | YES | SUBM PUMP SCREEN, 4X60X015 |  | 273.52
K 06 | SPS4X60X020 | YES | SUBM PUMP SCREEN, 4X60X020 |  | 262.99
K 06 | SPS4X60X060 | YES | SUBM PUMP SCREEN, 4X60X060 |  | 262.99
Solid Well Seal (double hole)
K 07 | PDJ4A | YES | ABS WELL SEAL,4X1X3/4,JET * |  | 43.97 | ***
K 07 | PDJ4B | YES | ABS WELL SEAL 4X1X1 DBL HOLE |  | 43.97 | ***
K 07 | PDJ4C | YES | ABS WELL SEAL,4X1 1/4X1,JET |  | 44.14 | ***
K 07 | PDJ5 5/8C | YES | ABS WELL SEAL,5 5/8X1 1/4X1JET |  | 62.87 | ***
K 07 | PDJ6A | YES | ABS WELL SEAL,6X1X3/4,JET |  | 68.88 | ***
K 07 | PDJ6B | YES | ABS WELL SEAL,6X1X1,JET |  | 68.88 | ***
K 07 | PDJ6C | YES | ABS WELL SEAL,6X1 1/4X1,JET |  | 66.54 | ***
K 07 | PDJ6 1/4B | YES | ABS WELL SEAL,6 1/4X1X1,JET * |  | 69.46 | ***
K 07 | PDJ6 1/4C | YES | ABS WELL SEAL,6 1/4X1 1/4X1JET |  | 69.46 | ***
Solid Well Seal (jet)
K 07 | PJ4X1 | YES | SOLID WELL SEAL(JET)4"X1" |  | 42.33 | ***
K 07 | PJ4X1 1/4 | YES | ABS WELL SEAL,4X1 1/4,JET |  | 42.33 | ***
K 07 | PJ4X1 1/2 | YES | ABS WELL SEAL,4X1 1/2,JET |  | 42.33 | ***
K 07 | PJ4X2 | YES | ABS WELL SEAL(JET)4" X 2" |  | 42.33 | ***
K 07 | PJ5 5/8X1 | YES | ABS WELL SEAL,5 5/8X1,JET |  | 60.46 | ***
K 07 | PJ5 5/8X1 1/4 | YES | ABS WELL SEAL,5 5/8X1 1/4,JET |  | 62.87 | ***
K 07 | PJ5 5/8X2 | YES | ABS WELL SEAL,5 5/8X2,JET * |  | 62.87 | ***
K 07 | PJ6 BLANK | YES | ABS WELL SEAL,6XBLANK,JET |  | 76.39 | ***
K 07 | PJ6X3/4 | YES | ABS WELL SEAL,6X3/4,JET |  | 76.39 | ***
K 07 | PJ6X1 | YES | ABS WELL SEAL,6X1,JET |  | 68.88 | ***
K 07 | PJ6X1 1/4 | YES | ABS WELL SEAL,6X1 1/4,JET |  | 68.88 | ***
K 07 | PJ6X1 1/2 | YES | ABS WELL SEAL,6X1 1/2,JET |  | 68.88 | ***
K 07 | PJ6X2 | YES | ABS WELL SEAL,6X2,JET |  | 68.88 | ***
K 07 | PJ6 1/4 BLANK | YES | ABS WELL SEAL,6 1/4 BLANK * |  | 69.46 | ***
K 07 | PJ6 1/4X1 | YES | ABS WELL SEAL,6 1/4X1 JET |  | 69.46 | ***
K 07 | PJ6 1/4X1 1/4 | YES | ABS WELL SEAL,6 1/4X1 1/4 JET* |  | 69.46 | ***
K 07 | PJ6 1/4X2 | YES | ABS WELL SEAL,6 1/4X2,JET * |  | 69.46 | ***
Well Seal Vent
K 07 | WSV | YES | WELL SEAL VENT 1 3/8"SLOT(020) |  | 26.16
Section L1: Watertight Well Caps
Cast Iron Well Cap
L 01 | WTC6 | YES | 6 WATERTIGHT CAP |  | 135.7
L 01 | WTC6M | YES | 6 WATERTIGHT CAP WITH 1" PLUG |  | 198.4
L 01 | WTC6 IMP | YES | 6" WATERTIGHT CAP WITH IMPRINT |  | 196.56
L 01 | WTC6G | YES | 6 WATERTIGHT CAP-G | YES | 187.78
L 01 | WTC6G IMP | YES | 6 WATERTIGHT CAP-G W/IMPRINT | YES | 202.7 | ***
ABS Well Cap
L 01 | WTC6P | YES | ABS 6" WATERTIGHT CAP |  | 74.77
L 01 | WTC6P IMP | YES | ABS 6"WATERTIGHT CAP W/IMPRINT |  | 81.21
L 01 | WTC6P-M | YES | ABS 6" WATERTIGHT CAP W/PLUG |  | 90.9
L 01 | WTC6P-M IMP | YES | ABS 6"WATERTIGHT -PLUG&IMPRINT |  | 96.72
Aluminum Well Cap (low profile)
L 01 | LP-5-1 | YES | 5"WATERTIGHT CAP,ALUM |  | 191.84
L 01 | LP-6-1 | YES | 6"WATERTIGHT CAP,ALUM |  | 183.01
L 01 | LX-4-1 | YES | 4"WATERTIGHT CAP,ALUM,3/8 SCRN |  | 176.19
L 01 | LX-5-1 | YES | 5"WATERTIGHT CAP,ALUM,3/8 SCRN |  | 191.48
L 01 | LX-6-1 | YES | 6"WATERTIGHT CAP,ALUM,5/8 SCRN |  | 178.92
Aluminum/ABS Well Cap (low profile)
L 01 | LSW-614 | YES | WATERTIGHT CAP FOR 6.9"PVC |  | 149.79
L 01 | LSW-614V | YES | WAT.CAP FOR 6.9"PVC,1"NPT TAP |  | 143.76
Aluminum Well Cap (WT-style)
L 01 | WT4 | YES | ALUMINUM WATERTITE CAP 4" |  | 111.16
L 01 | WT5 | YES | ALUMINUM WATERTITE CAP 5" |  | 158.16
Aluminum Well Cap (SC-style)
L 01 | SC-4 | YES | ALUMINUM/ABS WATERTITE CAP 4" |  | 67.85
L 01 | SC-4 1/2 | YES | ALUMINUM/ABS WATERTITE CAP4.5" |  | 78.43
L 01 | SC-5 | YES | ALUMINUM/ABS WATERTITE CAP 5" |  | 92.76
NIC | SC-6 | YES | ALUMINUM/ABS WATERTITE CAP 6"* |  | 88.39
ABS Well Cap (SC-style)
L 01 | SCP4 | YES | ABS WATERTITE WELL CAP 4" |  | 82.11
Aluminum Well Cap (locking)
L 01 | LWC6 | YES | 6"LOCKING WATERTIGHT CAP, ALUM |  | 162.94
Section L2: Ventilated Well Caps
Cast Iron Conduit Well Cap (C-style)
L 02 | C6 | YES | 6-6 1/4 PITLESS SUB CAP |  | 64.82
Cast Iron Conduit Well Cap (C-style, imp)
L 02 | C5-6U | YES | 5 5/8-6 1/4 UNIV. CAP |  | 91.73 | ***
L 02 | C5-6U IMP | YES | 5 5/8-6 1/4 UNIV. CAP IMP |  | 78.83
Aluminum Conduit Well Cap (C-style)
L 02 | C4A | YES | ALUMINUM VENTILATED CAP 4" |  | 73.55
L 02 | C5A | YES | ALUMINUM VENTILATED CAP 5" |  | 79.66
Aluminum Conduit Well Cap (K-style)
L 02 | K-6 | YES | 6"VENTED ALUM.CAP |  | 64.43
L 02 | K-8 | YES | 8"VENTED ALUM.CAP |  | 113.82
ABS Conduit Well Cap (P-style)
L 02 | P6 | YES | 6" ABS CAP PLAIN |  | 33.29
L 02 | P6 IMP | YES | 6" ABS CAP IMPRINTED |  | 37.82
Cast Iron Non-Conduit Well Cap
L 02 | JC6 | YES | 6-6 1/4 PITLESS JET CAP |  | 71.54
Section M1 - M4: Pitless Adapters
Pitless Adapter (B-series)
M 01 | B-10LF | YES | 1" BANTAM ADAPTER,5-9/16-7 LF |  | 391.36 | ***
M 01 | B-20LF | YES | 1-1/4" BANTAM ADAPTER,5-9/16-7 LF |  | 545.79 | ***
M 01 | B-120LF | YES | 1-1/4" BANTAM ADAPTER,8-5/8 LF |  | 615.94 | ***
M 01 | BP-10LF | YES | 1" BANTAM ADAPTER,PRESSURIZED LF |  | 398.92 | ***
M 01 | BP-20LF | YES | 1-1/4" BANTAM ADAPTER,PRESSZD LF |  | 791.9 | ***
M 01 | B-10XLF | YES | 1"BANTAM ADAPTER-MAX.10% LEAD |  | 358.24 | ***
M 01 | B-80XLF | YES | 1" BANTAM ADAPTER,X,8-5/9 LF |  | 360.36 | ***
M 01 | B-20XLF | YES | 1-1/4"LEAD FREE B ADPT-.10 MAX |  | 419.21 | ***
M 01 | B-120XLF | YES | 1-1/4"BANTAM ADAPTER,X,8-5/8 LF |  | 590.43 | ***
M 01 | BP-10XLF | YES | 1"BANTAM ADAPTER,X,PRESSURIZED LF |  | 360.93 | ***
M 01 | BP-20XLF | YES | 1-1/4"BANTAM ADAPTER,X,PRESSZD LF |  | 548.08 | ***
Pitless Adapter (BF-series for concrete tile)
M 01 | BF-10LF | YES | 1"BANTAM ADAPTER,CONCRETE LF |  | 314.64 | ***
M 01 | BF-10XLF | YES | 1"BANTAM ADAPTER,X,CONCRETE LF |  | 233.13 | ***
M 01 | BF-20LF | YES | 1-1/4"BANTAM ADAPTER,CONCRETE LF |  | 597.05 | ***
M 01 | BF-20XLF | YES | 1-1/4"BANTAM ADAPTR,X,CONCRETE LF |  | 409 | ***
Pitless Adapter (B-300 series)
M 01 | B-300XLF | YES | 1"LITTLE B ADAPTER,X,5-9/16-7 LF |  | 258.11 | ***
M 01 | B-380XLF | YES | 1"LITTLE B ADAPTER,X,8-5/8 LF |  | 319.64 | ***
Pitless Adapter (imp)
M 01 | PA800LF | YES | 1"RED BRASS PITLS ADPTR-LF IMPT | YES | 218.77 | ***
M 01 | PA800SS | YES | 1" STAINLESS STEEL PITLESS ADPTR-IMP | YES | 191.63
Pitless Adapter (S-series)
M 02 | S-10LF | YES | 1"S ADAPTER,5-9/16-7 LF |  | 676.18 | ***
M 02 | S-50LF | YES | 1"S ADAPTER,6-5/8-7 LF |  | 761.46 | ***
M 02 | S-80LF | YES | 1"S ADAPTER,8-5/8 LF |  | 896.97 | ***
M 02 | S-20LF | YES | 1-1/4"S ADAPTER,5-9/16-7 LF |  | 907.28 | ***
M 02 | S-60LF | YES | 1-1/4"S ADAPTER,6-5/8-7 LF |  | 935.23 | ***
M 02 | S-120LF | YES | 1-1/4"S ADAPTER,8-5/8 LF |  | 915.39 | ***
M 02 | S-70LF | YES | 2"S ADAPTER,6-5/8-7 LF |  | 1214.16 | ***
M 02 | S-130LF | YES | 2"S ADAPTER,8-5/8 LF |  | 1277.84 | ***
M 02 | S-140LF | YES | 2"S ADAPTER,10-3/5 LF |  | 1242.08 | ***
M 02 | SP-10LF | YES | 1"S ADAPTER,PRESSURIZED LF |  | 649.61 | ***
M 02 | SP-20LF | YES | 1-1/4"S ADAPTER,PRESSURIZED LF |  | 829.17 | ***
M 02 | SP-70LF | YES | 2"S ADAPTER,PRESSURIZED LF |  | 1315.06 | ***
M 02 | S-10XLF | YES | 1"S ADAPTER,X,5-9/16-7 LF |  | 664.79 | ***
M 02 | S-20XLF | YES | 1-1/4"S ADAPTER,X,5-9/16-7 LF |  | 802.84 | ***
M 02 | S-70XLF | YES | 2"LEAD FREE S ADPTR-0.05% MAX |  | 1273.69 | ***
M 02 | S-130XLF | YES | 2"S ADAPTER,X,8-5/8 LF |  | 1210.77 | ***
M 02 | S-140XLF | YES | 2"S ADAPTER,X,10-3/4 LF |  | 1201.95 | ***
M 02 | SP-10XLF | YES | 1"S ADAPTER,X,PRESSURIZED LF |  | 636.85 | ***
M 02 | SP-20XLF | YES | 1-1/4"S ADAPTER,X,PRESSURIZED LF |  | 784.82 | ***
M 02 | SP-70XLF | YES | 2"S ADAPTER,X,PRESSURIZED LF |  | 1197.13 | ***
Pitless Adapter (SF-series for concrete tile)
M 02 | SF-10LF | YES | 1"S ADAPTER,CONCRETE LF |  | 589.05 | ***
M 02 | SF-10XLF | YES | 1"S ADAPTER,X,CONCRETE LF |  | 563.87 | ***
M 02 | SF-70LF | YES | 2"S ADAPTER,CONCRETE LF |  | 1106.76 | ***
M 02 | SF-70XLF | YES | 2"S ADAPTER,X,CONCRETE LF |  | 988.02 | ***
Drain and Wire Fitting
M 02 | DT-10XLF | YES | 1" DRAIN&WIRE FITTING,5-9/16-7 LF |  | 206.9 | ***
M 02 | DT-20XLF | YES | 1-1/4"DRAIN&WIRE FTTG,5-9/16-7 LF |  | 287.08 | ***
M 02 | DT-120XLF | YES | 1-1/4"DRAIN&WIRE FTTG,8-5/8 LF |  | 315.63 | ***
M 02 | DT-70XLF | YES | 2"DRAIN&WIRE FITTING,6-5/8-7 LF |  | 570.45 | ***
M 02 | DT-130XLF | YES | 2"DRAIN&WIRE FITTING,8-5/8 LF |  | 612.67 | ***
M 02 | DT-140XLF | YES | 2"DRAIN&WIRE FITTING,10-3/4 LF |  | 603.38 | ***
Double Hole Pitless Adapter (JB-series)
M 03 | JB-55LF | YES | 1X1-1/4"JB ADAPTER,5-9/16-8, LF |  | 911.17 | ***
M 03 | JB-75LF | YES | 1X1-1/4"JB ADAPTR,8-5/8-10-3/4 LF |  | 1008.77 | ***
M 03 | JB-55X-LF | YES | 1X1-1/4"JB ADAPTER,X,5-9/16-7 LEAD FREE |  | 695.71 | ***
M 03 | JB-75XLF | YES | 1X1-1/4JB ADPTR,X,8-5/8-10-3/4 LF |  | 845.2 | ***
Accessory Pitless Adapter
M 03 | BA-10XLF | YES | 1"ACCESSORY ADAPTER,5-9/16-7 LF |  | 400 | ***
M 03 | BA-80XLF | YES | 1"ACCESSORY ADAPTER,8-5/8 LF |  | 410.09 | ***
M 03 | BAP-10XLF | YES | 1"ACCESSORY ADAPTR,PRESSURIZED LF |  | 407.93 | ***
Check Valve Pitless Adapter
M 03 | BC-10XLF | YES | 1"COMBO ADAPTER,5-9/16-7 LF |  | 349.24 | ***
M 03 | BC-80XLF | YES | 1"COMBO ADAPTER,8-5/8 LF |  | 368.41 | ***
Clamp-On Pitless Adapter
M 03 | CLA-4100 | YES | 1-1/4"CLAMP-ON ADAPTER,4-1/2 * |  | 444.75 | ***
Leather, O-Rings
NIC | L-1 | YES | LEATHER FOR ADAPTER 1" MALE |  | 6.5 | ***
NIC | L-2 | YES | LEATHER FOR ADAPTER 1 1/4" M |  | 8.9 | ***
NIC | L-6 | YES | LEATHER FOR ADAPTER 2" MALE |  | 16.1 | ***
NIC | OR-PA800 | YES | O-RING FOR PA800 | YES | 1.85 | ***
NIC | OR-26T | YES | 1" MALE -324 TEFLON |  | 1.92 | ***
NIC | OR-27T | YES | 1-1/4 MALE -326 TEF |  | 2.59 | ***
NIC | OR-28T | YES | O-RING 2" MALE |  | 6.88 | ***
NIC | OR-34T | YES | MALE B-300 -222 |  | 1.24 | ***
Clear Casing Pitless Adapter (T-series)
M 04 | T4X1LF | YES | CLEAR CASING RED BRASS PITLESS LF |  | 439.66 | ***
M 04 | T4X1 1/4LF | YES | CLEAR CASING RED BRASS PITLESS LF |  | 479.61 | ***
M 04 | T4 1/2X1LF | YES | CLEAR CASING RED BRASS PITLESS LF |  | 470.58 | ***
M 04 | T4 1/2X1 1/4LF | YES | CLEAR CASING RED BRASS PITLESS LF |  | 506.85 | ***
T-Series Set
M 04 | TC4X1LF | YES | CLEAR CASING PITLESS & CAP SET LF |  | 614.24 | ***
M 04 | TSC4X1LF | YES | CLEAR CASING PITLESS & CAP SET LF |  | 558.31 | ***
M 04 | TWT4X1LF | YES | CLEAR CASING PITLESS & CAP SET, LF |  | 603.58 | ***
M 04 | TC4X1 1/4LF | YES | CLEAR CASING PITLESS & CAP SET LF |  | 669.93 | ***
M 04 | TWT4X1 1/4LF | YES | CLEAR CASING PITLESS & CAP SET LF |  | 643.9 | ***
M 04 | TSC4 1/2X1LF | YES | CLEAR CASING PITLESS & CAP SET LF |  | 669.54 | ***
M 04 | TSC4 1/2X1 1/4LF | YES | CLEAR CASING PITLESS & CAP SET LF |  | 688.88 | ***
Hole Saw
M 04 | HS178 | YES | 1-7/8"HOLE SAW BI-METAL |  | 24.39
M 04 | HS214 | YES | 2-1/4"HOLE SAW * |  | 30.06
Quick Change Arbor
M 04 | SA2 | YES | ARBOR AND DRILL FOR HOLE SAWS |  | 34.57
M 04 | A145D | YES | 1/4"ARBOR DRILL ONLY FOR SAWS |  | 9.12
Section N1: Guide Rail Sewage Pump Disconnect Systems
Brass System (for 1-1/4" guide rails)
N 01 | SPD300BA | NO | 3" BRASS SEWAGE DISCO. ONLY |  | 2286.62
N 01 | SD FOOT 1 1/4 | YES | FOOT PIECE FOR SPDS300B DISCO., LF |  | 679.84
N 01 | MM-19 | YES | GUIDE RAIL BRACKET--SPDS300B |  | 142.4
N 01 | MM-14 | YES | STAND OFF BRACKET--ALL WF |  | 34.25
ABS System (for 3/4" guide rails)
N 01 | MM-14 | YES | STAND OFF BRACKET--ALL WF |  | 34.25
Brass System (for 3/4" guide rails)
N 01 | SPDS5 | NO | 1-1/4"SEWAGE PUMP DISCO.SYSTEM |  | 510.06
N 01 | SPDS6 | NO | 1-1/2"SEWAGE PUMP DISCO.SYSTEM |  | 620.8
N 01 | SPDS6-LF | YES | 1-1/2"LEADFREE SEWAGE(.05 MAX) |  | 893.12
N 01 | SPDS8 | NO | 2"SEWAGE PUMP DISCO.SYSTEM |  | 673.06
N 01 | SPDS8-LF | YES | 2"LEAD FREE SEWAGE DISC.05 MAX |  | 964.93
N 01 | MGRD5 | NO | 1-1/4"MOD.GUIDE RAIL DISCONN. |  | 378.96
N 01 | MGRD6 | NO | 1-1/2"MOD.GUIDE RAIL DISCONN.* |  | 478.77
N 01 | MGRD8 | NO | 2"MOD.GUIDE RAIL DISCONNECT |  | 488.52
N 01 | GRD5 | NO | 1-1/4"GUIDE RAIL DISCONNECT |  | 370.7
N 01 | GRD6 | NO | 1-1/2"GUIDE RAIL DISCONNECT |  | 413.74
N 01 | GRD8 | NO | 2"GUIDE RAIL DISCONNECT |  | 464.09
N 01 | SD FOOT | NO | FOOT PC FOR 2"& UNDER DISCOS |  | 118.65
NIC | SD FOOT LF | YES | FOOT PC FOR 2"& UNDER DISCOS, LF |  | 150.48
N 01 | IGRB3 | YES | INTERMED.GUIDE RAIL BRKT 3/4" |  | 198.38
N 01 | MM-18 | YES | GUIDERAIL BRACKET-ALL BRASS WF |  | 79.62
N 01 | MM-14 | YES | STAND OFF BRACKET--ALL WF |  | 34.25
Section N2: Non Guide Rail Sewage Pump Disconnects
Non Guide Rail Disconnect (for shallow system)
N 02 | NGRD5 | NO | 1-1/4"NON-GUIDE RAIL DISCONN. |  | 141.99
N 02 | NGRD6 | NO | 1-1/2"NON-GUIDE RAIL DISCONN. |  | 186.5
N 02 | NGRD6-LF | YES | 1-1/2"LEADFREE NON GUIDE(.05) |  | 490.61
N 02 | NGRD8 | NO | 2"NON-GUIDE RAIL DISCONNECT |  | 343.06
N 02 | NGRD8-LF | YES | 2"LEAD FREE NON GUIDE(.05MAX) |  | 384.34
Non Guide Rail Disconnect (pitless adapter type)
N 02 | BF-20X | NO | 1-1/4"BANTAM ADAPTR,X,CONCRETE |  | 274.86 | ***
NIC | BF-20XLF | YES | 1-1/4"BANTAM ADAPTR,X,CONCRETE LF |  | 409 | ***
N 02 | BF-20XA | NO | 1-1/4"SEWAGE PUMP DISCONNECT |  | 302.6
N 02 | SF-70X | NO | 2"S ADAPTER,X,CONCRETE |  | 584.17 | ***
NIC | SF-70XLF | YES | 2"S ADAPTER,X,CONCRETE LF |  | 988.02 | ***
N 02 | SF-70XA | NO | 2"SEWAGE PUMP DISCONNECT |  | 652.14
Check Valve Disconnect
N 02 | CVD5 | NO | 1-1/4"CHECK VALVE DISCONNECT |  | 260.52
Pull Rod
N 02 | PR25SS | YES | 2-1/2FT PULL ROD,STAINLESS |  | 110.14
N 02 | PR35SS | YES | 3-1/2FT PULL ROD,STAINLESS |  | 143.18
N 02 | PR45SS | YES | 4-1/2FT PULL ROD,STAINLESS |  | 176.23
N 02 | PR55SS | YES | 5-1/2FT PULL ROD,STAINLESS |  | 209.3
N 02 | PR25MS | YES | 2-1/2FT PULL ROD,MILD STEEL |  | 47.22
N 02 | PR35MS | YES | 3-1/2FT PULL ROD,MILD STEEL |  | 59.67
N 02 | PR45MS | YES | 4-1/2FT PULL ROD,MILD STEEL |  | 56.46
N 02 | PR55MS | YES | 5-1/2FT PULL ROD,MILD STEEL |  | 60.83
Section N3: Sump & Sewage Accessories
Sump Pump Discharge Kit
N 03 | SPDK1 | YES | SUMP PUMP DISCHARGE KIT |  | 54.65
N 03 | SPDK2 | YES | SUMP PUMP DISCHARGE KIT * |  | 63.06
N 03 | SPDK3 | YES | SUMP PUMP DISCHARGE KIT |  | 63.06
N 03 | SPDK4 | YES | 1 1/2" SUMP PUMP DISCHARGE KIT |  | 57.55
Section O1 - O2: Red Brass Tank Tees & Crosses
Long Solid Tank Cross (double front tabs)
O 01 | STC4-3TLF | YES | SOLID TANK CROSS 1"X3/4" IMPORT | YES | 88.9
O 01 | STC4-3TSS | YES | SOLID TANK CROSS 1"X3/4" IMPORT SS | YES | 107.09 | ***
O 01 | STC5-4TLF | YES | IMP SOLID TANK CROSS 1 1/4X1 LF | YES | 209.22
O 01 | STC5-4TSS | YES | IMP SOLID TANK CROSS 1 1/4X1 SS | YES | 177.43 | ***
Long Solid Tank Tee (single front tab)
O 01 | STC4-3XTLF | YES | TANK CRS 1"X3/4 W/ 1/2 TAP LF | YES | 104.63
Long Fabricated Tank Cross (double front tap)
O 01 | FTX4-3LF | YES | FAB. TANK CROSS, 11" LONG LEADFREE |  | 279.99 | ***
O 01 | FTX4-3TLF | YES | FAB. TANK CROSS, 11" LONG LF |  | 107.24
O 01 | FTX4-3X13LF | YES | FAB. TANK CROSS, 13" LONG LEADFREE |  | 279.04 | ***
O 01 | FTX5-4TLF | YES | 2 1/4X1 FAB. TANK CROSS IMPORT | YES | 146.93
O 01 | FTX5-4LF | YES | 1 1/4X1 FAB. TANK CROSS LEADFREE |  | 349.75 | ***
O 01 | FTX5-4X16LF | YES | 1 1/4X1 FAB TANK CROSS 16"LONG LEADFR |  | 349.32 | ***
O 01 | FTX5-4-3X13TLF | YES | 2 1/4X1X3/4 FAB CROSS 13" LONG IMPORT LF | YES | 116.81
O 01 | FTX5-4-3X16TLF | YES | 2 1/4X1X3/4 FAB CROSS 16" LONG IMPORT LF | YES | 125.55
Long Fabricated Tank Cross (single front tap)
O 01 | FTC4-3LF | YES | FAB. TANK CROSS 1"X3/4" LF |  | 206.24 | ***
O 01 | FTC4-3TLF | YES | FAB. TANK CROSS 1"X3/4" IMPORT LF |  | 110.24
O 01 | FTC5-4TLF | YES | FAB. TANK CROSS 1 1/4X1 IMPORT LF |  | 149.66
Universal Tank Tee (fpt tank connection)
O 02 | UTT4-3LF | YES | 1X3/4 UN TANK T LEADFREE.10MX |  | 148.49 | ***
O 02 | UTT4-3X9LF | YES | 1X3/4X9 UNIV TANK TEE LF |  | 195.62 | ***
Universal Tank Tee (mpt/fpt tank connection)
O 02 | UTT5-4LF | YES | 1 1/4X1 TANK T LEAD FREE.10MAX |  | 206.44 | ***
Universal Tank Cross (mpt tank connection)
O 02 | UTC4-3LF | YES | 1 UNIVERSAL TANK CROSS LF |  | 145.25 | ***
O 02 | UTC4-3TLF | YES | 1 UNIVERSAL TANK CROSS IMPORT LF | YES | 48.48
O 02 | UTC5-4TLF | YES | 1 1/4X1 UNIVERSAL TANK CROSS LF | YES | 75.05
Universal Tank Cross (mpt/fpt tank connection)
O 02 | UTC5-4-3LF | YES | 1 1/4X1X3/4 UNI CR.10%MAXLEAD |  | 135.04 | ***
O 02 | UTC5-4-3TLF | YES | 1 1/4X1X3/4 UNI CR.10%MAXLEAD IMPORT LF |  | 71.9
Safety Cross (mpt tank connection)
NIC | WMTC4-3LF | YES | WELLMATE QUICK CONNECT TEE LF | YES | 99.72 | ***
Section O3: Red Brass Untion Tank Crosses
Long Elevated Fabricated Union Tank Cross
O 03 | ETC4-3ULF | YES | 1" M X 3/4" F W/UNION 18" L |  | 286.94 | ***
O 03 | ETC5-4ULF | YES | 1 1/4" M X1" F W/UNION 18" L |  | 446.69 | ***
Long Fabricated Union Tank Cross
O 03 | FTX4-3X13ULF | YES | FAB TANK CROSS, 13"L W/UNION |  | 205.91 | ***
O 03 | FTX5-4X16ULF | YES | FAB TANK CROSS, 16"L W/UNION |  | 314.23 | ***
Long Union Tank Cross (imp)
O 03 | STC4-3ULF | YES | SOLID TANK TEE 1"X3/4"W/UNION IMPORT LF | YES | 106.56
O 03 | STC5-4ULF | YES | SOLID TANK TEE 1 1/4" W/UNION IMPORT LF | YES | 184.26
Short Union Tank Cross (imp)
O 03 | STC4-3USLF | YES | SOLID SHORT TEE 1X3/4"W/UNION IMPORT LF | YES | 80.51
O 03 | STC4-3USS | YES | SOLID TANK TEE 1"X3/4"W/UNION SS | YES | 112.31 | ***
O 03 | STC4-3USSS | YES | SOLID SHORT TEE 1"X3/4"W/UNION SS | YES | 95.32 | ***
Section O4: Tank Manifolds & Crosses
Tank Manifold (red brass)
O 04 | TM-2LF | YES | TANK MANIFOLD FITTING, LF |  | 79.35 | ***
O 04 | TM-12LF | YES | TANK MANIFOLD FITTING, LF |  | 75.24 | ***
O 04 | TM-13LF | YES | TANK MANIFOLD FITTING, LF |  | 91.28 | ***
Galvanized Tank Tee (malleable iron, imp)
O 04 | GTC4T | YES | GALV. CROSS 1X1X1X1/2 W/2 TAPS | YES | 39.32 | ***
PVC Tank Cross (imp)
O 04 | PTC54 | YES | PLASTIC TANK CROSS 1 1/4X1TAPS | YES | 42.51 | ***
Constant Pressure Manifold (bronze, imp)
NIC | CPM5-4SSA | YES | CONSTANT PRESSURE MANIFOLD SS | YES | 170.22 | ***
NIC | CPM5-4SSB | YES | CONSTANT PRESSURE MANIFOLD SS | YES | 177.93 | ***
Section O5: Tank Fitting Packages
O 05 | TFPCP1LF | YES | 3/4 X 1/4 TANK FITTING PACKAGE CPM5 LF |  | 334.71
O 05 | TFPCP2LF | YES | 3/4 X 1/2 TANK FITTING PACKAGE CPM5 LF |  | 430.19
NIC | TFP 8LF | YES | TANK FITTING PACKAGE 8, LF |  | 292.23
O 05 | TFP 27LF | YES | TANK FITTING PACKAGE 27 LF |  | 289.94
Section O5: Tank Fitting Packages
O 05 | TFP 38LF | YES | TANK FITTING PACKAGE 38, LF |  | 375.62
O 05 | TFP 39LF | YES | TANK FITTING PACKAGE 39 LF |  | 284.78
O 05 | TFP 41-LF | YES | TANK FITTING PACKAGE 41 LF |  | 237.15
NIC | TFP 49LF | YES | TANK FITTING PACKAGE 49, LF |  | 313.52
O 05 | TFP 51-LF | YES | TANK FITTING PACKAGE 51 LF |  | 289.01
O 05 | TFP 65SS | YES | TANK FITTING PACKAGE 65SS |  | 281.25
NIC | TFP 73LF | YES | TANK FITTING PACKAGE 73, LF |  | 241.57
O 05 | TFP 75-LF | YES | TANK FITTING PACKAGE 75 LF |  | 257.76
NIC | TFP 92LF | YES | TANK FITTING PACKAGE 92, LF |  | 276.79
O 05 | TFP 125LF | YES | TANK FITTING PACKAGE 125, LF |  | 308.98
Section P1: Well Points
Well Point
P 01 | S24-60 | YES | 1 1/4 WELL POINT, SS, 60 GZ |  | 194.62
P 01 | S30-60 | YES | 1 1/4 WELL POINT, SS, 60 GZ |  | 227.76
P 01 | S36-60 | YES | 1 1/4 WELL POINT, SS, 60 GZ |  | 257.84
P 01 | S48-60 | YES | 1 1/4 WELL POINT, SS, 60 GZ |  | 259.74
P 01 | S24-80 | YES | 1 1/4 WELL POINT, SS, 80 GZ |  | 194.62
P 01 | S30-80 | YES | 1 1/4 WELL POINT, SS, 80 GZ |  | 227.76
P 01 | S36-80 | YES | 1 1/4 WELL POINT, SS, 80 GZ |  | 257.84
P 01 | S48-80 | YES | 1 1/4 WELL POINT, SS, 80 GZ |  | 285.72
P 01 | S24-100 | YES | 1 1/4 WELL POINT, SS, 100 GZ |  | 194.62
P 01 | S30-100 | YES | 1 1/4 WELL POINT, SS, 100 GZ * |  | 227.76
P 01 | S36-100 | YES | 1 1/4 WELL POINT, SS, 100 GZ |  | 257.84
P 01 | S48-100 | YES | 1 1/4 WELL POINT, SS, 100 GZ * |  | 285.72
P 01 | S236-60 | YES | 2 WELL POINT, SS, 60 GZ |  | 552.95
P 01 | S248-60 | YES | 2 WELL POINT, SS, 60 GZ |  | 494.59
P 01 | S236-80 | YES | 2 WELL POINT, SS, 80 GZ |  | 552.95
P 01 | S248-80 | YES | 2 WELL POINT, SS, 80 GZ |  | 494.59
P 01 | S236-100 | YES | 2 WELL POINT, SS, 100 GZ |  | 552.95
P 01 | S248-100 | YES | 2 WELL POINT, SS, 100 GZ * |  | 494.59
Shallow Well Drive Coupling (imp)
P 01 | SWDC5 | YES | 1 1/4 DRIVE COUPLING |  | 30.09
P 01 | SWDC8 | YES | 2 DRIVE COUPLING |  | 47.17
Drive Cap
P 01 | MDC5 | YES | 1 1/4 DRIVE CAP |  | 38.5
P 01 | MDC8 | YES | 2 DRIVE CAP |  | 63.86
Section P2: Pitcher Pumps
Plastic Hand-Lift Pump
P 02 | WP2 | YES | PLASTIC HAND-LIFT PUMP |  | 280.48
Optional Parts
P 02 | 40RB6SX4F | YES | 438-211 1 1/2 S X 1F S40 RED BUSH |  | 6.22 | ***
P 02 | TRB8-5 | YES | 439-250 2X1 1/4 THRD RED BUSH |  | 10.39 | ***
Pitcher Pump (no. 2)
P 02 | PP2 | YES | PITCHER PUMP | YES | 293.28
Pitcher Pump Replacement Parts
P 02 | PP2-PA | YES | PLUNGER ASSEMBLY FOR PP2 | YES | 56.02
P 02 | 700 3 1/2X3 | YES | 700 3 1/2X3 VALVE LEATHER |  | 16.74 | ***
P 02 | 704 3X2 | YES | 704 3X2 CUP LEATHER |  | 27.35 | ***
Section P3: Cup Leathers
Cup Leather (universal)
P 03 | 702 2X1 5/16 | YES | 702 2X1 5/16 CUP LEATHER |  | 25.41 | ***
P 03 | 702 3X2 | YES | 702 3X2 CUP LEATHER |  | 30.41 | ***
Cup Leather (oil fill)
P 03 | 704 3X2 | YES | 704 3X2 CUP LEATHER |  | 27.35 | ***
Cup Leather (black perfection)
Section P4: Leathers & Drive Shoes
Cup Leather (waterproof)
P 04 | 711 2X1 1/4 | YES | 711 2X1 1/4 CUP LEATHER * |  | 18.45 | ***
P 04 | 711 3X2 | YES | 711 3X2 CUP LEATHER |  | 28.46 | ***
Valve Leather
P 04 | 700 3 1/2X3 | YES | 700 3 1/2X3 VALVE LEATHER |  | 16.74 | ***
Drive Shoe (weld-on cable tool style)
P 04 | DS6 1/4W | YES | 6 1/4" DRIVE SHOE,WELD,CABLE |  | 102.42
Section R1 - R2: Installation Accessories
Self-Clamping Wire & Pipe Protector
R 01 | WG-100 | YES | SELF-CLAMPING WIRE&PIPE PROTCR |  | 5.96
R 01 | WG-125 | YES | SELF CLAMPING WIRE&PIPE PROTCR |  | 7.69
Snap-In Cable Guard
R 01 | WG-6 | YES | SNAP-IN CABLE GUARD |  | 2.76
Cable Tie
R 01 | CT100 | YES | 1-1 1/4 CABLE TIE 100 PER PACK |  | 34.23
R 01 | CT200 | YES | 1 1/2-4 CABLE TIE 100 PER PACK |  | 52.46
Torque Stop (flexible pvc)
R 01 | TS-48 | YES | TORQUE STOP,W/ CLAMPS |  | 51.78
Torque Resistor (buna-n rubber)
R 01 | TRC | YES | 4-8 TORQUE RESISTOR |  | 41.88
Safety Rope (polyproplylene)
R 01 | BSR500 | YES | 1/4 BRAIDED ROPE 500 FT |  | 92.21 | ***
R 01 | BSR1000 | YES | 1/4 BRAIDED ROPE 1000 FT |  | 174.36 | ***
R 01 | BSR3000 | YES | 1/4 X 3000 BRAIDED ROPE |  | 628.44 | ***
R 01 | TSR500 | YES | 1/4 TWISTED ROPE 500 FT |  | 84.6 | ***
R 01 | TSR1000 | YES | 1/4 TWISTED ROPE 1000 FT |  | 158.11 | ***
R 01 | TSR3000 | YES | 1/4 TWISTED ROPE 3000 FT |  | 349.59 | ***
R 01 | ESR500 | YES | #7 BRAIDED ROPE 500 FT |  | 45.09 | ***
R 01 | ESR1000 | YES | #7 BRAIDED ROPE 1000 FT |  | 109.24 | ***
NIC | SSTT520 | YES | STAINLESS TEFLON TAPE 1/2X520" |  | 4.97
Pressure Gauge
R 02 | PG1T-NL | YES | 2 GAUGE 100LB 1/4LM, NO LEAD | YES | 9.8 | ***
R 02 | PG1T-SSB | YES | 2 GAUGE 100LB 1/4LM, STAINLESS ST | YES | 14.57 | ***
R 02 | PG1 1/8T-NL | YES | 2 GAUGE 100LB 1/8LM, | YES | 9.8 | ***
R 02 | PG2T-NL | YES | 2 GAUGE 200LB 1/4LM NO LEAD | YES | 9.8 | ***
R 02 | PG2T-SS | YES | 2 GAUGE 200LB 1/4LM, ALL STAINLESS ST | YES | 36.94 | ***
R 02 | PG3T-NL | YES | 2 GAUGE 30LB 1/4M NO LEAD | YES | 9.8 | ***
R 02 | PG4T-NL | YES | 2 GAUGE 60LB 1/4LM, NO LEAD | YES | 9.8 | ***
R 02 | PG5T-NL | YES | 2 GAUGE 160LB 1/4LM LF | YES | 9.8 | ***
R 02 | PG6T-NL | YES | 2 GAUGE 300LB 1/4LM LF | YES | 9.8 | ***
R 02 | PG9T-NL | YES | 2 1/2 GAUGE 30#,1/4LM, NO LEAD | YES | 12.12 | ***
R 02 | PG11T-NL | YES | 2 1/2 GAUGE 100#,1/4LM, NO LEAD | YES | 12.63 | ***
R 02 | PG14T-NL | YES | 2 1/2 GAUGE 300#,1/4LM, NO LEAD | YES | 12.63 | ***
R 02 | PG20T-NL | YES | 2 GAUGE 15#,1/4LM, NO LEAD | YES | 9.8 | ***
R 02 | PGV-NL | YES | 2 VAC GAUGE 30" 1/4LM, NO LEAD | YES | 20.85 | ***
NIC | PGVLSSB | YES | 2 VAC GAUGE 30" 1/4LM STAINLESS ST | YES | 15.13 | ***
R 02 | PGCBM-0-NL | YES | 2 GAUGE 100LB 1/8CBM NO LEAD | YES | 10.04 | ***
R 02 | PGCBM-1-NL | YES | 2 GAUGE 100LB 1/4CBM NO LEAD | YES | 10.21 | ***
R 02 | PGCBM-1-SS | YES | 2 GAUGE 100LB 1/4 CBM STAINLESS ST | YES | 45.54 | ***
R 02 | PGCBM-1-SSB | YES | 2 GAUGE 100LB 1/4 CBM STAINLESS ST | YES | 14.91 | ***
R 02 | PGP1-NL | YES | PLASTIC 2 GAUGE 100LB, NO LEAD | YES | 8.53 | ***
Pressure Gauge (liquid-filled)
R 02 | PG1T-L-NL | YES | 2 LIQ GAUGE 100LB 1/4LM, NL | YES | 16.31 | ***
R 02 | PG1T-L-SSB | YES | 2 LIQ GAUGE 100LB 1/4LM, STAINLESS | YES | 14.19 | ***
R 02 | PG10T-L-NL | YES | 2 1/2 LIQ GAUGE 60#,1/4LM,IMPT | YES | 37.62 | ***
R 02 | PG11T-L-NL | YES | 2 1/2 LIQ GAUGE 100#, NO LEAD | YES | 36.52 | ***
R 02 | PG12T-L-NL | YES | 1 1/2 LIQ GAUGE 160#, NO LEAD | YES | 37.62 | ***
R 02 | PG13T-L-NL | YES | 2 1/2 LIQ GAUGE 200#, NO LEAD | YES | 36.52 | ***
R 02 | PG14T-L-NL | YES | 3 1/2LIQ GAUGE 300#,1/4LM, NO LEAD | YES | 37.62 | ***
R 02 | PG15T-L-NL | YES | 2 1/2LIQ GAUGE 400#,1/4LM, LF, IMP | YES | 37.62 | ***
R 02 | PG34T-L | YES | 2 1/2 VAC GAUGE 30-0,1/4LM, LEADED | YES | 18.16
R 02 | PGCBM-1-L-SSB | YES | 2 LIQ GAUGE 100LB 1/4 CBM STAINLESS ST | YES | 15.13 | ***
R 02 | PGCBM-11-L-SSB | YES | 2 1/2 LIQ GAUGE 100LB SS CASE 1/4CBM LF BR INTERNALS & CONN | YES | 14.13 | ***
Top Guide
R 02 | TG4B | YES | 4 OD X 1 1/4 TOP GUIDE |  | 6.22
R 02 | TG4 1/2A | YES | 4 1/2 OD X 1 TOP GUIDE * |  | 16.58
R 02 | TG4 1/2T | YES | 4 1/2 OD X 1 TOP GUIDE IMPORT |  | 6.34
R 02 | TG5A | YES | 5 OD X 1 TOP GUIDE |  | 7.63
R 02 | TG5B | YES | 5 OD X 1 1/4 TOP GUIDE |  | 7.63
R 02 | TG5 5/8A | YES | 5 5/8 OD X 1 TOP GUIDE |  | 7.49
R 02 | TG5 5/8B | YES | 5 5/8 OD X1 1/4 TOP GUIDE |  | 7.49
R 02 | TG5 5/8P | YES | 5 5/8 OD X 1 TOP GUIDE PLASTIC |  | 7.51
R 02 | TG5 5/8T | YES | 5 5/8 OD X 1 TOP GUIDE IMPORT |  | 10.47
R 02 | TG6A | YES | 6 OD X 1 TOP GUIDE |  | 7.03
R 02 | TG8A | YES | 8 OD X 1 TOP GUIDE |  | 30.85
Section R3: Brady Air Volume Controls
Air Volume Control (repairable)
R 03 | AV30IND | YES | AV30 AIR VOL CONT |  | 50.55
R 03 | AV42IND | YES | BRADY AIR VOLUME CNTRL #42 |  | 76.63
R 03 | AV80IND | YES | BRADY AIR VOLUME CNTRL # 80 |  | 83.07
R 03 | AV120IND | YES | AV120 AIR VOL CONT |  | 112.36
R 03 | AV42 3AIND | YES | AV42R AVC RPR KIT |  | 28.75
Air Volume Control (non-repairable)
R 03 | AV 45IND | YES | AV45 AIR VOL CONT |  | 53.47
R 03 | AV 45FIND | YES | AV45F AIR VOL CONT |  | 52.82
R 03 | AV 100IND | YES | AV100 AIR VOL CONT |  | 66.19
R 03 | AV 100FIND | YES | AV100F AIR VOL CONT |  | 72.09
Air Volume Control Installation Kit
R 03 | UK 1IND | YES | BRADY AVC INSTALLATION KIT |  | 34.58
Section R4: Installation Accessories
Air Volume Control (Ametek)
R 04 | WJAVC-LF | YES | WJ DEEP WELL AVC LF |  | 141.31
R 04 | LAVC-LF | YES | L SHALLOW WELL AVC LF |  | 145.51
Air Volume Control (Penn)
R 04 | PENN-WJ | LF PENDING | PENN WJ AIR VOL CONTROL |  | 157.4
Air Volume Control (Robertshaw-Invensys)
R 04 | AE100 | YES | WJ AVC, ALL PLASTIC * |  | 38.81
Air Volume Control (Brady)
R 04 | BAR125IND | YES | BRADY AIR RELEASE (DEEP WELL)* |  | 35.41
Air Charger
R 04 | AC1 | LF PENDING | AIR CHARGER |  | 27.29
R 04 | AC1K | LF PENDING | AIR CHARGER INSTALLATION KIT |  | 21.94
Section R5 - R6: Installation Tools & Accessories
Pipe Puller
R 05 | PP-T | YES | PIPE PULLER TOOL |  | 435.04
Pipe Holder
R 05 | PH625 | YES | PIPE HOLDER |  | 782.56
NIC | PH625-B | YES | PIPE HOLDER DOG (FOOT PIECE)* |  | 175.06
NIC | PH625-C | YES | ADJUSTABLE WEDGE FOR PH625* |  | 126.54
NIC | PH625-D | YES | PIN FOR PH625* |  | 122.93
NIC | PH625-H | YES | BOLT (WEDGE BOLT) FOR PH625* |  | 59.36
NIC | PH625-J | YES | COTTER PIN FOR PH625* |  | 5.25
Drop Pipe Vise Grip
R 05 | DPVG | YES | DROP PIPE VISE GRIP 1" |  | 134.56
NIC | DPVG-1 1/4 | YES | DROP PIPE VISE GRIP 1 1/4" |  | 122.17
Plastic Pipe Cutter
R 05 | PPC4 | YES | PLASTIC PIPE CUTTER |  | 40.13 | ***
R 05 | PPC5-6 | YES | PLASTIC PIPE CUTTER |  | 42.26 | ***
R 05 | PPCB4 | YES | BLADE ONLY FOR PPC4 CUTTER |  | 14.31 | ***
R 05 | PPCB6 | YES | BLADE ONLY FOR PPC6 CUTTER * |  | 33.37 | ***
R 05 | PPCB5-6 | YES | BLADE ONLY FOR PPC5-6 CUTTER |  | 23.48 | ***
Pump Mounting Bracket
R 05 | PMB1 | YES | PUMP MOUNTING BRACKET |  | 30.36
Tank Legs
R 05 | TL3 | YES | TANK LEGS (SET OF 3) |  | 5.67
Pipe Wrap Tape
R 06 | PPW413 | LF PENDING | NO.413 PVC/POLY PIPE WRAPPING |  | 12.38 | ***
Thread Seal Tape
R 06 | TT260 | YES | TEFLON TAPE,YES,1/2X260IN |  | 0.98
R 06 | TT520 | YES | TEFLON TAPE,YES,1/2X520IN |  | 1.95
R 06 | TT520-3 | YES | TEFLON TAPE,IMPORT,3/4X520IN |  | 2.95
R 06 | SSTT520 | YES | STAINLESS TEFLON TAPE 1/2X520" |  | 4.97
Section S1: SquareD Switches
Pressure Switch (class 9013)
Pulse Plug
Float Switch (class 9036)
Pressure Switch (imp)
NIC | PS-A | YES | PRESSURE SWITCH 30/50 IMPORT |  | 27.33
NIC | PS-B | YES | PRESSURE SWITCH 20/40 IMPORT |  | 27.33
Section S2: SJE-Rhombus Mercury Pump Switches
Junior Super Single Pump Switch
S 02 | 10JSD WOP | LF PENDING | 1001916 MERC F SWITCH 120/230V |  | 122.43 | ***
S 02 | 10JSD 120V WP | LF PENDING | 1001896 MERC FLOAT SWITCH,120V |  | 138.6 | ***
S 02 | 10JSD 230V WP | LF PENDING | 1001914 MERC FLOAT SWITCH,230V |  | 143.22 | ***
S 02 | 15JSD WOP | LF PENDING | 1001928 MERC F SWITCH 120/230V |  | 129.36 | ***
S 02 | 15JSD 120V WP | LF PENDING | 1001817 MERC FLOAT SWITCH 120V |  | 145.53 | ***
S 02 | 15JSD 230V WP | LF PENDING | 1001926 MERC FLOAT SWITCH 230V |  | 98.51 | ***
S 02 | 10JSU 120V WP | LF PENDING | 1001918 MERC FLOAT SWITCH 120V |  | 138.6 | ***
S 02 | 15JSU WOP | LF PENDING | 1001934 MERC F SWITCH 120/230V |  | 129.36 | ***
S 02 | 15JSU 120V WP | LF PENDING | 1001930 MERC FLOAT SWITCH 120V |  | 164.46 | ***
Super Single Pump Switch
S 02 | 10SSD WOP | LF PENDING | 1001963 MERC F SWITCH 120/230V |  | 224.07 | ***
S 02 | 10SSD 120V WP | LF PENDING | 1001958 MERC FLOAT SWITCH 120V |  | 240.24 | ***
S 02 | 10SSU WOP | LF PENDING | 1001969 MERC F SWITCH 120/230V |  | 224.07 | ***
Double Float Pump Switch
S 02 | 15DFD 120V WP | LF PENDING | 1002022 MERC FLOAT SWITCH 120V |  | 308.39 | ***
Section S3: SJE-Rhombus Mechanical Pump Switches & Alarms
PumpMaster Mechanical Pump Switch
S 03 | 15PMD 120V WP | YES | 1002715 MECH PUMPMASTER 120V |  | 115.5 | ***
S 03 | 15PMD 230V WP | YES | 1002717 MECH PUMPMASTER 230V |  | 118.97 | ***
S 03 | 15PMU 120V WP | YES | 1002721 MECH PUMPMASTER 120V |  | 115.5 | ***
S 03 | 15PMU 230V WP | YES | 1002723 MECH PUMPMASTER 230V |  | 123.74 | ***
PumpMasterPlus Mechanical Pump Switch
S 03 | 10PMPD 120V WP | YES | 1003232 ME PUMPMASTER PLUS,120 |  | 141.49 | ***
S 03 | 15PMPD 120V WP | YES | 1003243 MECH PMPMSTR PLUS 120 |  | 149.29 | ***
S 03 | 15PMPD 230V WP | YES | 1003245 MECH PMPMSTR PLUS 230 |  | 153.04 | ***
S 03 | 15PMPU 230V WP | YES | 1003251 MECH PMPMSTR PLUS 230 |  | 153.04 | ***
Section S4: SJE-Rhombus Control & Alarm Panels
Tank Alert 1 Alarm System (indoor)
S 04 | 101-01H | YES | 1003104 SUMP BASIN ALARM (UP) |  | 249.48 | ***
Tank Alert XT Alarm System (indoor/outdoor)
S 04 | TA-XT | YES | 1004442 INDOOR/OUTDOOR ALARM |  | 333.8 | ***
S 04 | TA-XT-A | YES | 1006850 IN/OUTDOOR AUX CONTACT |  | 414.65 | ***
Section S5 - S6: Electrical Installation Accessories
3M Heat Shrink Splice Kit (heavy wall)
S 05 | LSK2 B | YES | BLACK 2 WIRE HT SK #14-10 WIRE |  | 18.8 | ***
S 05 | LSK3 B | YES | BLACK 3 WIRE HT SK #14-10 WIRE |  | 26.27 | ***
S 05 | LSK4 B | YES | BLK 4 WIRE HT SHRK #14-10 WIRE |  | 38.9 | ***
S 05 | LSK2 C | YES | CLEAR 2 WIRE HT SK #14-10 WIRE |  | 18.97 | ***
S 05 | LSK3 C | YES | CLEAR 3 WIRE HT SK #14-10 WIRE |  | 26.27 | ***
S 05 | LSK4 C | YES | CLR 4 WIRE HT SHRK #14-10 WIRE |  | 34.73 | ***
S 05 | LSK3 M | YES | 3 WIRE HEAT SHRINK KIT #8 WIRE |  | 34.82 | ***
S 05 | LSK4 M | YES | HEAT SHRINK KIT, 4 WIRE FOR #8 |  | 46.86 | ***
S 05 | LSK3 P | YES | 3 WIRE HEAT SHRINK KIT #6 WIRE |  | 74.9 | ***
S 05 | LSK3 T | YES | 3 WIRE HEAT SHRINK KIT #4 WIRE |  | 86.96 | ***
3M Heat Shrink Splice Kit (standard wall)
S 05 | LSK2B-G | YES | GENERIC BLK 2 WIRE KIT #14-10 |  | 13.9 | ***
S 05 | LSK3B-G | YES | GENERIC BLK 3 WIRE KIT #14-10 |  | 21.98 | ***
S 05 | LSK4B-G | YES | GENERIC BLK 4 WIRE KIT #14-10 |  | 30.86 | ***
S 05 | LSK3C-G | YES | GENERIC CLR 3 WIRE KIT #14-10 |  | 20.99 | ***
S 05 | LSK4C-G | YES | GENERIC CLR 4 WIRE KIT #14-10 |  | 29.74 | ***
3M Heat Shrink Tubes
Butt Connector
S 05 | SC1 | YES | STA CON CONN 100 PK |  | 123.72 | ***
S 05 | SC2 | YES | STA CON CONN.FOR #8WIRE 100/BG |  | 201.5 | ***
S 05 | SC3 | YES | STA CON CONN.FOR #6-WIRE EACH. |  | 4.48 | ***
S 05 | SC4 | YES | STA CON CONN.FOR #4-3 WIRE EA. |  | 6.86 | ***
Electrical Tape
S 05 | ET60LF | YES | 3/4X60 ELECTRICAL TAPE LEAD FREE |  | 2.01 | ***
S 05 | AWT60LF | YES | 3/4X60 ALL WEATHER TAPE LEAD FREE |  | 2.58 | ***
Self-Clamping Wire & Pipe Protector
S 06 | WG-100 | YES | SELF-CLAMPING WIRE&PIPE PROTCR |  | 5.96
S 06 | WG-125 | YES | SELF CLAMPING WIRE&PIPE PROTCR |  | 7.69
Snap-In Cable Guard
R 01 | WG-6 | YES | SNAP-IN CABLE GUARD |  | 2.76
Lightning Arrestor
S 06 | LA-1 | LF PENDING | LIGHTNING ARRESTOR |  | 80.83 | ***
Box Connector (clamp type)
S 06 | BC2 | YES | 1/2" BOX CONNECTOR (100-BOX) |  | 114.8 | ***
S 06 | BC3 | YES | 3/4" BOX CONNECTOR (50-BOX) * |  | 117.97 | ***
Wire Nut
S 06 | EWN1812 | YES | WIRE NUT 18-12 BOX-100 YELLOW* |  | 44.59 | ***
S 06 | EWN1810 | YES | WIRE NUT 18-10 (BOX-100) RED |  | 78.14 | ***
S 06 | EWN148 | YES | WIRE NUT 14-8 (BOX-50) GRAY |  | 30.71 | ***
Cable Tie (nylon)
S 06 | CT100 | YES | 1-1 1/4 CABLE TIE |  | 34.23
S 06 | CT200 | YES | 1 1/2-4 CABLE TIE |  | 52.46
Section T1: Sediment Filters
Plastic Filter (heavy duty)
T 01 | 1PS | YES | CLEAR PLASTIC STD LENGTH W/1SS |  | 135.06 | ***
T 01 | 1PS-B | YES | 1PS W/PRESSURE RELEASE BUTTON |  | 143.66 | ***
T 01 | 1PS-B1 | YES | CLEAR STD LENGTH 1"NPT PRS REL |  | 155.91 | ***
T 01 | 1PP | YES | HEAVY DUTY OPAQUE SYSTEM-3/4" |  | 145.73 | ***
T 01 | 1PP-B | YES | 1PP W/PRESSURE RELEASE BUTTON |  | 155 | ***
T 01 | 1PP-B1 | YES | OPAQUE-STD LNGTH-1"NPT PRS REL |  | 168.24 | ***
T 01 | 2PS | YES | CLEAR PLASTIC DBL LENGTH W/1SS |  | 238.27 | ***
T 01 | 2PS-B | YES | 2PS W/PRESSURE RELEASE BUTTON |  | 237.38 | ***
T 01 | 2PS-B1 | YES | CLEAR DBL LENGTH 1"NPT PRS REL |  | 245.08 | ***
T 01 | 2PP | YES | OPAQUE SYSTEM-DBL LENGTH W/1SS |  | 268.17 | ***
T 01 | 2PP-B | YES | 2PP W/PRESSURE RELEASE BUTTON |  | 275.22 | ***
T 01 | 2PP-B1 | YES | OPAQUE DBL LNGTH 1"NPT PRS REL |  | 284.11 | ***
Plastic Filter (standard)
T 01 | SF10 | YES | CLEAR PLASTIC STD HEAD W/1SS |  | 133.23 | ***
Section T2: Taste & Odor Filters
Plastic Filter (heavy duty)
T 02 | 1PC | YES | CLEAR PLASTIC STD LENGTH W/1C9 |  | 171.92 | ***
T 02 | 1PC-B | YES | 1PC W/PRESSURE RELEASE BUTTON |  | 177.86 | ***
T 02 | 1PC-B1 | YES | CLEAR STD LENGTH 1"NPT PRS REL |  | 197.2 | ***
T 02 | 2PC | YES | CLEAR PLASTIC DBL LENGTH W/1C9 |  | 304.49 | ***
T 02 | 2PC-B | YES | 2PC W/PRESSURE RELEASE BUTTON |  | 311.09 | ***
T 02 | 2PC-B1 | YES | CLEAR DBL LENGTH 1"NPT PRS REL |  | 328.36 | ***
Plastic Filter (standard)
T 02 | SF10C | YES | CLEAR PLASTIC STD HEAD W/1C9 |  | 159.2 | ***
Plastic Filter (compact)
T 02 | CF4 | YES | PLASTIC COMPACT STD HEAD, .4C4 |  | 136.58 | ***
Disposable Filter (Nice & Icy)
T 02 | IC6 | YES | NICE & ICY DISPOSABLE FILTER |  | 29.08 | ***
Section T3: Special Application Filters
RV Pre-Tank Filter System
T 03 | RVF-38 | YES | EXTERNAL PRETANK FILTER SYSTM |  | 141.46
RV Pre-Tank Filter System (disposable)
T 03 | RVDH-34 | YES | DISPOSABLE PRE-TANK FILTER |  | 66.32
T 03 | RVD-34 | YES | REPLACEMENT FILTER ONLY |  | 57.35
Special Application
T 03 | SS6 | YES | SCALE SNATCHER DISPO FILTER |  | 53.58 | ***
T 03 | CM431 | YES | CORROSION REDUCTION CARTRIDGE FOR CM430SS |  | 70
T 03 | CM430SS | YES | SCALE REDUCTION SYSTEM |  | 170.29
Section T4: Plastic Filter Housings
Plastic Filter Housing (heavy duty)
T 04 | 1PS-H | YES | HEAVY DUTY CLEAR HOUSING-3/4" |  | 94.03 | ***
T 04 | 1PS-BH | YES | HVY DUTY CLR HOUSING/PRB 3/4" |  | 112.52 | ***
T 04 | 1PS-B1H | YES | HVY DUTY CLEAR HOUSING-PRB, 1" |  | 127.3 | ***
T 04 | 1PP-H | YES | HEAVY DUTY OPAQUE HOUSING-3/4" |  | 105.44 | ***
T 04 | 1PP-BH | YES | HEAVY DUTY OPAQUE W/PRB 3/4" |  | 122.1 | ***
T 04 | 1PP-B1H | YES | HVY DUTY OPAQUE HOUSING/PRB-1" |  | 134.09 | ***
T 04 | 2PS-H | YES | HVY DUTY CLR HOUSING DBL-3/4" |  | 134.51 | ***
T 04 | 2PP-BH | YES | HVY DUTY OPAQUE DBL W/PRB-3/4" |  | 190.63 | ***
T 04 | 2PP-B1H | YES | HEAVY DUTY OPAQUE DBL W/PRB 1" |  | 203.66 | ***
T 04 | 2PP-H | YES | HEAVY DUTY OPAQUE DOUBLE-3/4" |  | 160.21 | ***
T 04 | 2PS-BH | YES | HVY DUTY CLEAR DBL W/PRB-3/4" |  | 140.02 | ***
T 04 | 2PS-B1H | YES | HEAVY DUTY CLEAR DBL W/PRB-1" |  | 169.33 | ***
Plastic Filter Housing (standard)
T 04 | CWHC-34 | YES | STD CLEAR HOUSING W/PRB 3/4" |  | 114.2 | ***
Plastic Filter Housing (compact)
T 04 | CF4-H | YES | COMPACT PLASTIC FILTER HOUSING |  | 96.98 | ***
Section T5: Plastic Filter Housings
Plastic Filter Housing (large capacity)
T 05 | CHD-100 | YES | HEAVY DUTY OPAQUE HOUSNG PR 1 |  | 146.55
T 05 | CHD-100C | YES | HEAVY DUTY CLEAR HOUSNG PR 1 |  | 230.9
T 05 | 2CHD-100C | YES | HVY DUTY CLEAR HOUSING PR 20" |  | 363.38
T 05 | HDF150 | YES | HEAVY DUTY FILTER & WRENCH |  | 211.94
Plastic Filter Housing (undersink)
T 05 | CUS-38 | YES | UNDERSINK OPAQUE HOUSING 3/8" |  | 54.83
Plastic Filter Housing (economy)
T 05 | EFH10C-B-SS-WB | YES | ECONOMY FILTER HOUSING-SS W/ BRACKET |  | 104.9
T 05 | VIH-SSOPQ | YES | VIH W/SS INSERTS & WRENCH * |  | 123.37
Section T6: Stainless Steel Filter Housings
Harmsco Hurricane Filter Housing
T 06 | HUR-40-HP | YES | HURRICANE SS HOUSING 50 GPM |  | 9956.58 | ***
T 06 | HUR-90-HP | YES | HURRICANE SS HOUSING 100 GPM |  | 8848.42 | ***
Harmsco Hurricane Filter Housing (wing nut lid)
T 06 | HIF-7 | YES | SS MULTI-CARTRIDGE HOUSING (7) |  | 4189.58 | ***
T 06 | HIF-14 | YES | SS MULTI-CARTR HOUSING(14) * |  | 7373.47 | ***
T 06 | HIF-24 | YES | SS MULTI-CARTRIDGE HOUSING(24) |  | 8777.62 | ***
Harmsco Hurricane Filter Housing (band clamp lid)
T 06 | BC4-1 | YES | SS BAND CLAMP HOUSING 25 GPM |  | 3182.02 | ***
T 06 | BC4-2 | YES | SS BAND CLAMP HOUSING 50 GPM |  | 4737.72 | ***
T 06 | BC4-3 | YES | SS BAND CLAMP HOUSING 75 GPM |  | 6085.11 | ***
Stainless Steel Filter Housing
T 06 | 1SSH | YES | STAINLESS STEEL STD LENGTH |  | 950.22
T 06 | 2SSH | YES | STAINLESS STEEL DBL LENGTH |  | 2318.25
Section T7: Water Treatment Systems
Reverse Osmosis System
T 07 | CROS-5 | YES | RO DRINKING WATER SYSTM 18GPD |  | 750.71
Replacement Components
T 07 | CTO-110 | YES | FINAL POST FILTER FOR CROS-4 |  | 66.64
T 07 | CTO-110QD | YES | FINAL POST FILTER FOR CROS-5 |  | 73.61
T 07 | ROM-50 | YES | 50 GPD RO MEMBRANE FOR RO UNIT |  | 206.52
Undersink Chemical/Metal Reduction System
T 07 | CUS-CMRS | YES | CHEM/METAL REDUCTION SYSTM US |  | 647.82
Section T8: Sediment Cartridges
Sediment Cartridge
T 08 | .4SS-12 | YES | SEDIMENT REMOVAL 4" |  | 24.69
T 08 | 1SF-30 | YES | SEDIMENT 1 MICRON (SELP1975) |  | 28.91
T 08 | 1SS-12 | YES | SEDIMENT REMOVAL STD SVC 9 3/4 |  | 22.24
T 08 | 1SS-24 | YES | SEDIMENT REMOVAL STD SVC 9 3/4 |  | 25.3
T 08 | 1SS-24S | YES | SEDIMENT REMOVAL STD SVC 9 3/4 |  | 16.26
T 08 | 1SS-30 | YES | SEDIMENT REMOVAL STD SVC 9 3/4 |  | 10.76
T 08 | 1SM-30 | YES | SEDIMENT 20 MICRON (SELP20975) |  | 15.21
T 08 | 1SHD-12 | YES | SEDIMENT REMOVAL HD SVC 9 3/4" |  | 23.29
T 08 | 1SHD-30 | YES | SEDIMENT REMOVAL HD SVC 9 3/4 |  | 13.08
Sediment Cartridge (economy)
T 08 | 1SL-30 | YES | SEDIMENT REMOVAL STD SVC 9 3/4 |  | 9.5
T 08 | SED-S5 | YES | POLYPROPYLENE CORD WOUND 5MIC |  | 15.89
Sediment Cartridge (cellulose fiber)
T 08 | S110-12 | YES | CP110 DIRT/RUST CARTR 5MIC * |  | 17.76
Sediment Cartridge (cellulose fiber, large capacity)
T 08 | S810 | YES | 10" GROOVED JUMBO SPUN 5 MICRON |  | 57.47
Sediment Cartridge (MicroWeb)
T 08 | SED-P5 | YES | SPUN POLYPROPYLENE FIBER 5MIC |  | 16.95
T 08 | SED-P10 | YES | SPUN POLYPROPYLENE FIBER 10MIC |  | 24.2
Sediment Cartridge (hot water)
T 08 | 1SHW-12 | YES | SEDIMENT REMOVAL 140-275F9 3/4 |  | 38.94
Sediment Cartridge (large capacity)
T 08 | HDSC5 | YES | 5 MICRON SEDIMENT FOR HDF150 |  | 67.85
T 08 | HDSC30 | YES | 30 MICRON SEDIMENT FOR HDF150 |  | 56.61
T 08 | HDSC50 | YES | 50 MICRON SEDIMENT FOR HDF150 |  | 56.36
T 08 | S810CG | YES | 5 MICRON SEDIMENT 9 3/4" W/CAPS AND GASKETS |  | 50.84
T 08 | S810 | YES | 5 MICRON SEDIMENT 10" |  | 57.47
Section T9: Taste & Odor Cartridges
Taste/Odor/Sediment Cartridge
T 09 | .4C4-12 | YES | TASTE ODOR SEDIMENT 4" |  | 69.09
T 09 | 1C9-12 | YES | TASTE ODOR SEDIMENT 9 3/4" |  | 53.02
T 09 | 1C9-24 | YES | TASTE ODOR SEDIMENT 9 3/4" |  | 55.32
T 09 | 1C9-24S | YES | TASTE ODOR SEDIMENT 9 3/4" |  | 29.95
T 09 | 1C9-30 | YES | TASTE ODOR SEDIMENT INDIV BAG |  | 30.27
T 09 | C117 | YES | TASTE ODOR SEDIMENT 9.875" |  | 44.48
Taste/Odor/Sediment Cartridge (heavy duty)
T 09 | 1ACHD-30 | YES | ACTIVATED CARBON HEAVY DUTY |  | 38.23
Taste/Odor Cartridge (cellulose-free)
T 09 | 1LC-24 | YES | TASTE ODOR 9 3/4" |  | 54.54
T 09 | 1LC-30 | YES | TASTE ODOR 9 3/4" |  | 35.76
Taste/Odor Cartridge
T 09 | DW-5 | YES | PULVERIZED ACTIVATE CARBON 5M |  | 45.34
Taste/Odor Cartridge (large capacity)
T 09 | HDTO | YES | TASTE & ODOR CART. 9 3/4" LENGTH |  | 91.26
T 09 | HDTO-L | YES | TASTE & ODOR CART. 20" LENGTH |  | 155.69
Taste/Odor Cartridge (carbon block)
T 09 | DW-CB10 | YES | CARB BLK T/O VOC REDUCTION10M |  | 23.62
T 09 | GAC300 | YES | 10" GAC CARTRIDGE (CROS-5) |  | 29
Section T10: Special Application Cartridges
Lead Reduction Cartridge
T 10 | 1LR-12 | YES | LEAD REDUCTION 9 3/4" |  | 92.14
Chemical/Metal Reduction Cartridge
T 10 | DW-CMR | YES | CRB BLK CHEM/METAL REDUCT 1MN |  | 47.8
Section T11: Pleated Cartridges
Pleated Cartridge (sediment)
T 11 | 801-5 | YES | PLEATED CARTRIDGE 5 MICRON |  | 41.29 | ***
T 11 | 801-20 | YES | PLEATED CARTRIDGE 20 MICRON |  | 29.02 | ***
T 11 | 801-50 | YES | PLEATED CARTRIDGE 50 MICRON |  | 23.87
Pleated Cartridge (cyst)
T 11 | PP-S-1 | YES | POLY-PLEAT CARTRIDGE 1 MICRON* |  | 81.65 | ***
Hurricane Cartridge (sediment)
T 11 | HC-40-5 | YES | HUR-40-HP CARTRIDGE 5 MICRON |  | 512.54 | ***
T 11 | HC-40-20 | YES | HUR-40-HP CARTRIDGE 20 MICRON* |  | 404.24 | ***
T 11 | HC-40-50 | YES | HUR-40-HP CARTRIDGE 50 MICRON |  | 490.13 | ***
T 11 | HC-90-5 | YES | HUR-90-HP CARTRIDGE 5 MICRON * |  | 555.71 | ***
T 11 | HC-90-20 | YES | HUR-90-HP CARTRIDGE 20 MICRON |  | 555.71 | ***
T 11 | HC-90-50 | YES | HUR-90-HP CARTRIDGE 50 MICRON* |  | 555.71 | ***
T 11 | HC-170-20 | YES | HUR-170-HP CARTRIDGE 20 MICRON |  | 981.94 | ***
T 11 | HC-170-50 | YES | HUR-170-HP CARTRIDGE 50 MICRON |  | 981.94 | ***
Hurricane Cartridge (cyst)
T 11 | PP-HC-40-1 | YES | POLY-PLEAT 1 MICRON -HUR-40-HP |  | 732.83 | ***
Sectioin T12: Rusco Spin-Down Sediment Filters
Spin-Down Sediment Filter (T-style)
T 12 | FT3-24 | YES | SED PREFILTER STD BOWL 24 MESH |  | 97.56 | ***
T 12 | FT3-30 | YES | SED PREFILTER STD BOWL 30 MESH |  | 97.56 | ***
T 12 | FT3-40 | YES | SED PREFILTER STD BOWL 40 MESH |  | 97.56 | ***
T 12 | FT3-60 | YES | SED PREFILTER STD BOWL 60 MESH |  | 100.61 | ***
T 12 | FT3-100 | YES | SED PREFILTER STD BWL 100 MESH |  | 100.61 | ***
T 12 | FT3-140 | YES | SED PREFILTER STD BWL 140 MESH |  | 100.61 | ***
T 12 | FT3-250 | YES | SED PREFILTER STD BWL 250 MESH |  | 103.35 | ***
T 12 | FT3-500 | YES | SED PREFILTER STD BWL 500 MESH |  | 103.35 | ***
T 12 | FT3-1000 | YES | SED PREFILTER STD BWL 1000 MSH |  | 103.35 | ***
T 12 | FT4 | YES | STD PREFILTER NO SCREEN 1" |  | 85.29 | ***
T 12 | FT4-24 | YES | SED PREFILTER STD BOWL 24 MESH |  | 97.56 | ***
T 12 | FT4-30 | YES | SED PREFILTER STD BOWL 30 MESH |  | 97.56 | ***
T 12 | FT4-40 | YES | SED PREFILTER STD BOWL 40 MESH |  | 97.56 | ***
T 12 | FT4-60 | YES | SED PREFILTER STD BOWL 60 MESH |  | 100.61 | ***
T 12 | FT4-100 | YES | SED PREFILTER STD BWL 100 MESH |  | 96.67 | ***
T 12 | FT4-140 | YES | SED PREFILTER STD BWL 140 MESH |  | 100.61 | ***
T 12 | FT4-250 | YES | SED PREFILTER STD BWL 250 MESH |  | 103.35 | ***
T 12 | FT4-500 | YES | SED PREFILTER STD BWL 500 MESH |  | 103.35 | ***
T 12 | FT4-1000 | YES | SED PREFILTER STD BWL 1000 MSH |  | 103.35 | ***
T 12 | FT6 | YES | STD PREFILTER NO SCREEN 1 1/2" |  | 107.68 | ***
T 12 | FT6-24 | YES | SED PREFILTER STD BOWL 24 MESH |  | 126.02 | ***
T 12 | FT6-30 | YES | SED PREFILTER STD BOWL 30 MESH |  | 127.13 | ***
T 12 | FT6-40 | YES | SED PREFILTER STD BOWL 40 MESH |  | 126.02 | ***
T 12 | FT6-60 | YES | SED PREFILTER STD BOWL 60 MESH |  | 131.18 | ***
T 12 | FT6-100 | YES | SED PREFILTER STD BOWL 100 MSH |  | 131.18 | ***
T 12 | FT6-140 | YES | SED PREFILTER STD BOWL 140 MSH |  | 131.18 | ***
T 12 | FT6-250 | YES | SED PREFILTER STD BOWL 250 MSH |  | 136.17 | ***
T 12 | FT6-500 | YES | SED PREFILTER STD BOWL 500 MSH |  | 134.66 | ***
T 12 | FT6-1000 | YES | SED PREFILTER STD BWL 1000 MSH |  | 134.66 | ***
T 12 | FT8 | YES | STD PREFILTER NO SCREEN 2" |  | 170.49 | ***
T 12 | FT8-24 | YES | SED PREFILTER STD BOWL 24 MESH |  | 201.07 | ***
T 12 | FT8-30 | YES | SED PREFILTER STD BOWL 30 MESH |  | 201.07 | ***
T 12 | FT8-40 | YES | SED PREFILTER STD BOWL 40 MESH |  | 201.07 | ***
T 12 | FT8-60 | YES | SED PREFILTER STD BOWL 60 MESH |  | 207.32 | ***
T 12 | FT8-100 | YES | SED PREFILTER STD BOWL 100 MSH |  | 207.32 | ***
T 12 | FT8-140 | YES | SED PREFILTER STD BOWL 140 MSH |  | 207.32 | ***
T 12 | FT8-250 | YES | SED PREFILTER STD BOWL 250 MSH |  | 210.45 | ***
T 12 | FT8-500 | YES | SED PREFILTER STD BOWL 500 MSH |  | 210.45 | ***
T 12 | FT8-1000 | YES | SED PREFILTER STD BWL 1000 MSH |  | 212.92 | ***
Section T13: Rusco Spin-Down Sediment Trapper Filters
Spin-Down Sediment Trapper (T-style)
T 13 | FT3-30LB | YES | SED PREFILTER LNG BOWL 30 MESH |  | 144.21 | ***
T 13 | FT3-40LB | YES | SED PREFILTER LNG BOWL 40 MESH |  | 144.21 | ***
T 13 | FT3-60LB | YES | SED PREFILTER LNG BOWL 60 MESH |  | 143.81 | ***
T 13 | FT3-100LB | YES | SED PREFILTER LNG BOWL 100 MSH |  | 144.92 | ***
T 13 | FT3-250LB | YES | SED PREFILTER LNG BOWL 250 MSH |  | 146.37 | ***
T 13 | FT3-500LB | YES | SED PREFILTER LNG BOWL 500 MSH |  | 147.67 | ***
T 13 | FT4-60LB | YES | SED PREFILTER LNG BOWL 60 MESH |  | 143.81 | ***
T 13 | FT4-100LB | YES | SED PREFILTER LNG BOWL 100 MSH |  | 144.92 | ***
T 13 | FT4-140LB | YES | SED PREFILTER LNG BOWL 140 MSH |  | 143.87 | ***
T 13 | FT4-250LB | YES | SED PREFILTER LNG BOWL 250 MSH |  | 146.37 | ***
T 13 | FT4-500LB | YES | SED PREFILTER LNG BOWL 500 MSH |  | 147.67 | ***
T 13 | FT4-1000LB | YES | SED PREFILTER LNG BWL 1000 MSH |  | 147.67 | ***
T 13 | FT6-24LB | YES | SED PREFILTER LNG BOWL 24 MESH |  | 166.87 | ***
T 13 | FT6-60LB | YES | SED PREFILTER LNG BOWL 60 MESH |  | 172.94 | ***
T 13 | FT6-100LB | YES | SED PREFILTER LNG BOWL 100 MSH |  | 170.15 | ***
T 13 | FT6-140LB | YES | SED PREFILTER LNG BOWL 140 MSH |  | 170.15 | ***
T 13 | FT6-250LB | YES | SED PREFILTER LNG BOWL 250 MSH |  | 179.16 | ***
T 13 | FT6-500LB | YES | SED PREFILTER LNG BOWL 500 MSH |  | 176.04 | ***
T 13 | FT6-1000LB | YES | SED PREFILTER LNG BWL 1000 MSH |  | 179.36 | ***
T 13 | FT8-24LB | YES | SED PREFILTER LNG BOWL 24 MESH |  | 243.28 | ***
T 13 | FT8-30LB | YES | SED PREFILTER LNG BOWL 30 MESH |  | 243.3 | ***
T 13 | FT8-40LB | YES | SED PREFILTER LNG BOWL 40 MESH |  | 243.28 | ***
T 13 | FT8-60LB | YES | SED PREFILTER LNG BOWL 60 MESH |  | 250.89 | ***
T 13 | FT8-100LB | YES | SED PREFILTER LNG BOWL 100 MSH |  | 250.89 | ***
T 13 | FT8-140LB | YES | SED PREFILTER LNG BOWL 140 MSH |  | 247.08 | ***
T 13 | FT8-1000LB | YES | SED PREFILTER LNG BWL 1000 MSH |  | 256.05 | ***
Section T14: Rusco Spin-Down Sediment Filters
Spin-Down Sediment Filter (combo style)
T 14 | FC8-30 | YES | COMBO PREFLTR STD BOWL 30 MESH |  | 217.85 | ***
T 14 | FC8-100 | YES | COMBO PREFLTR STD BWL 100 MESH |  | 216.4 | ***
T 14 | FC8-1000 | YES | COMB PREFLTR STD BWL 1000 MESH |  | 231.53 | ***
Spin-Down Sediment Trapper Filter (combo style)
T 14 | FC6-1000LB | YES | COMB PREFLTR LNG BWL 1000 MESH |  | 175.65 | ***
Section T15: Rusco Spin-Down Sediment Filters
Section T16: Rusco Spin-Down Screens & Strainers
Filter Screens (for T-style and combo style)
T 16 | FS4-24 | YES | FILTER SCREEN & 0 RING 24 MESH |  | 19.04 | ***
T 16 | FS4-24LB | YES | FILTER SCREEN & O RING 24 MESH |  | 20.35 | ***
T 16 | FS4-30 | YES | FILTER SCREEN & 0 RING 30 MESH |  | 19.04 | ***
T 16 | FS4-40 | YES | FILTER SCREEN & 0 RING 40 MESH |  | 19.04 | ***
T 16 | FS4-40LB | YES | FILTER SCREEN & O RING 40 MESH |  | 21.59 | ***
T 16 | FS4-60 | YES | FILTER SCREEN & 0 RING 60 MESH |  | 19.59 | ***
T 16 | FS4-60LB | YES | FILTER SCREEN & O RING 60 MESH |  | 22.77 | ***
T 16 | FS4-100 | YES | FILTER SCREEN& 0 RING 100 MESH |  | 19.61 | ***
T 16 | FS4-100LB | YES | FILTER SCREEN & O RING 100 MSH |  | 22.77 | ***
T 16 | FS4-140 | YES | FILTER SCREEN& 0 RING 140 MESH |  | 19.6 | ***
T 16 | FS4-140LB | YES | FILTER SCREEN & O RING 140 MSH |  | 22.77 | ***
T 16 | FS4-250 | YES | FILTER SCREEN& 0 RING 250 MESH |  | 21.58 | ***
T 16 | FS4-250LB | YES | FILTER SCREEN & O RING 250 MSH |  | 24.7 | ***
T 16 | FS4-500 | YES | FILTER SCREEN& 0 RING 500 MESH |  | 21.58 | ***
T 16 | FS4-500LB | YES | FILTER SCREEN & O RING 500 MSH |  | 24.7 | ***
T 16 | FS4-1000 | YES | FILTER SCREEN& 0 RING 1000 MSH |  | 21.58 | ***
T 16 | FS4-1000LB | YES | FILTER SCREEN & O RNG 1000 MSH |  | 24.7 | ***
T 16 | FS6-24 | YES | FILTER SCREEN & 0 RING 24 MESH |  | 30.92 | ***
T 16 | FS6-24LB | YES | FILTER SCREEN & O RING 24 MESH |  | 53.93 | ***
T 16 | FS6-30 | YES | FILTER SCREEN & 0 RING 30 MESH |  | 30.92 | ***
T 16 | FS6-30LB | YES | FILTER SCREEN & O RING 30 MESH |  | 53.95 | ***
T 16 | FS6-40 | YES | FILTER SCREEN & 0 RING 40 MESH |  | 30.92 | ***
T 16 | FS6-40LB | YES | FILTER SCREEN & O RING 40 MESH |  | 53.95 | ***
T 16 | FS6-60 | YES | FILTER SCREEN & 0 RING 60 MESH |  | 34.47 | ***
T 16 | FS6-60LB | YES | FILTER SCREEN & O RING 60 MESH |  | 55.01 | ***
T 16 | FS6-100 | YES | FILTER SCREEN& 0 RING 100 MESH |  | 34.47 | ***
T 16 | FS6-100LB | YES | FILTER SCREEN & O RING 100 MSH |  | 55.01 | ***
T 16 | FS6-140 | YES | FILTER SCREEN& 0 RING 140 MESH |  | 34.47 | ***
T 16 | FS6-140LB | YES | FILTER SCREEN & O RING 140 MSH |  | 55.01 | ***
T 16 | FS6-250 | YES | FILTER SCREEN& 0 RING 250 MESH |  | 37.53 | ***
T 16 | FS6-250LB | YES | FILTER SCREEN & O RING 250 MSH |  | 57.62 | ***
T 16 | FS6-500 | YES | FILTER SCREEN& 0 RING 500 MESH |  | 37.53 | ***
T 16 | FS6-500LB | YES | FILTER SCREEN & O RING 500 MSH |  | 57.62 | ***
T 16 | FS6-1000 | YES | FILTER SCREEN& 0 RING 1000 MSH |  | 37.53 | ***
T 16 | FS6-1000LB | YES | FILTER SCREEN & O RNG 1000 MSH |  | 57.62 | ***
T 16 | FS8-24 | YES | FILTER SCREEN & 0 RING 24 MESH |  | 51.51 | ***
T 16 | FS8-24LB | YES | FILTER SCREEN & O RING 24 MESH |  | 75.07 | ***
T 16 | FS8-30 | YES | FILTER SCREEN & 0 RING 30 MESH |  | 51.5 | ***
T 16 | FS8-30LB | YES | FILTER SCREEN & O RING 30 MESH |  | 75.07 | ***
T 16 | FS8-40 | YES | FILTER SCREEN & 0 RING 40 MESH |  | 51.51 | ***
T 16 | FS8-40LB | YES | FILTER SCREEN & O RING 40 MESH |  | 75.07 | ***
T 16 | FS8-60 | YES | FILTER SCREEN & 0 RING 60 MESH |  | 56.56 | ***
T 16 | FS8-60LB | YES | FILTER SCREEN & O RING 60 MESH |  | 77.1 | ***
T 16 | FS8-100 | YES | FILTER SCREEN& 0 RING 100 MESH |  | 56.55 | ***
T 16 | FS8-100LB | YES | FILTER SCREEN & O RING 100 MSH |  | 77.1 | ***
T 16 | FS8-140 | YES | FILTER SCREEN& 0 RING 140 MESH |  | 56.55 | ***
T 16 | FS8-140LB | YES | FILTER SCREEN & O RING 140 MSH |  | 77.1 | ***
T 16 | FS8-250 | YES | FILTER SCREEN& 0 RING 250 MESH |  | 61.73 | ***
T 16 | FS8-250LB | YES | FILTER SCREEN & O RING 250 MSH |  | 80.73 | ***
T 16 | FS8-500 | YES | FILTER SCREEN& 0 RING 500 MESH |  | 61.73 | ***
T 16 | FS8-500LB | YES | FILTER SCREEN & O RING 500 MSH |  | 80.73 | ***
T 16 | FS8-1000 | YES | FILTER SCREEN& 0 RING 1000 MSH |  | 61.73 | ***
Filter Screens (for L-style)
T 16 | LFS8-24 | YES | L FLTR SCREEN & 0 RING 24 MESH |  | 91.13 | ***
Basket Strainer
T 16 | 4BSK24 | YES | FILTER BASKET STRAINER-24 MESH |  | 90.28 | ***
T 16 | 4BSK100 | YES | FILTER BASKET STRAINER-100 MSH |  | 102.66 | ***
Section T17: Rusco Spin-Down Filter Replacement Parts
Bowl (T and combo)
T 17 | FC4 | YES | FILTER COVER WITH O RING 3/4&1 |  | 41.05 | ***
T 17 | FC4LB | YES | FILTER COVER WITH O RING 3/4&1 |  | 56.61 | ***
T 17 | FC6 | YES | FILTER COVER WITH O RING 1 1/2 |  | 59.79 | ***
T 17 | FC8 | YES | FILTER COVER WITH O RING 2 |  | 78.81 | ***
Bowl (L-style)
T 17 | FC6 | YES | FILTER COVER WITH O RING 1 1/2 |  | 59.79 | ***
T 17 | FC8 | YES | FILTER COVER WITH O RING 2 |  | 78.81 | ***
T 17 | FC8 | YES | FILTER COVER WITH O RING 2 |  | 78.81 | ***
Head (T-style)
T 17 | FB3 | YES | FILTER BODY 3/4" |  | 39.64 | ***
T 17 | FB4 | YES | FILTER BODY 1" |  | 39.64 | ***
T 17 | FB6 | YES | FILTER BODY 1 1/2" |  | 52.9 | ***
T 17 | FB8 | YES | FILTER BODY 2" |  | 65.6 | ***
Head (combo style)
T 17 | CFB6 | YES | COMBO FILTER BODY 1 1/2" |  | 59.1 | ***
T 17 | CFB8 | YES | COMBO FILTER BODY 2" |  | 71.19 | ***
Head (L-style)
T 17 | LFB8 | YES | "L" FILTER BODY 2" |  | 71.26 | ***
O-Ring Kit
T 17 | FOR4 | YES | O RING KIT 3/4" & 1" |  | 3.52 | ***
T 17 | FOR6 | YES | O RING KIT 1 1/2 |  | 3.97 | ***
T 17 | FOR8 | YES | O RING KIT 2 |  | 4.48 | ***
Flush Valve (PVC)
T 17 | PIBV2T-R | YES | 1/2"PVC BALL VALVE, FXF, EPDM |  | 13.4
Section T18: Rusco Specialty Filters & Flush Valves
Hot Water Filter
T 18 | HT3-30 | YES | 3/4 HOT WATER STD PREFILTER-30 |  | 248.56 | ***
T 18 | HT3-60 | YES | 3/4 HOT WATER STD PREFILTER-60 |  | 206.79 | ***
T 18 | HT3-100 | YES | HOT WATER STD PREFILTER-100 |  | 206.79 | ***
T 18 | HT3-140 | YES | 3/4 HOTWATER STD PREFILTER-140 |  | 206.79 | ***
T 18 | HT3-200 | YES | 3/4 HOTWATER STD PREFILTER-200 |  | 206.79 | ***
T 18 | HT5-30 | YES | 1 1/4 HOT WATER PREFILTER-30 |  | 275.31 | ***
T 18 | HT5-60 | YES | 1 1/4 HOT WATER PREFILTER-60 |  | 275.31 | ***
T 18 | HT5-100 | YES | 1 1/4 HOT WATER PREFILTER-100 |  | 275.31 | ***
T 18 | HT5-140 | YES | 1 1/4 HOT WATER PREFILTER-140 |  | 275.31 | ***
T 18 | HT5-200 | YES | 1 1/4 HOT WATER PREFILTER-200 |  | 275.31 | ***
trapper style
T 18 | HT3-100LB | YES | 3/4 HOT WATER PREFILTER-100 |  | 251.25 | ***
Automatic Flush Valve
T 18 | AFV | YES | RUSCO AUTOMATIC FLUSH VALVE |  | 800.17 | ***
Installation Kit
T 18 | AFV-KIT | YES | RUSCO AUTO FLUSH VALVE KIT |  | 49.05 | ***
Section T19: Filter Parts & Installation Kits
Replacement Parts
T 19 | OR-C38 | YES | O RING CUS-38,CCT-38,RVF-38, |  | 1.84
T 19 | OR-HDF150 | YES | O RING FOR HDF150 & CHD100 |  | 7.41
T 19 | LFF-200 | YES | LEAD FREE SS FAUCET-REGULAR |  | 54.17
T 19 | LFF-202 | YES | ANGLED LEAD FREE FAUCET * |  | 40.18
T 19 | LFF-AG | YES | LEADFREE FAUCET- AIRGAP |  | 112.18
T 19 | OR-EFH10C-SS | YES | O RING FOR EFH10C-B-SS-WB |  | 15.84
T 19 | OR-WHDF150 | YES | O RING HVY DUTY FOR CHD-100 & HDF150 |  | 11.67
T 19 | OR-1SSH-SS | YES | O RING KIT FOR 1SSH & 2SSH |  | 23.68
T 19 | OR-CF | YES | 85X6MM BUNA O RING CF SERIES |  | 3.58
T 19 | OR-CHD-C | YES | O RING FOR CHD-100C |  | 9.62
Installation Kits
T 19 | 10798030 | YES | COMPRESS FITTING KIT WHOLE HSE
T 19 | USKIT-38 | YES | POU INSTALLATION KIT - CUS-38 |  | 84.19
T 19 | HDF150BRAC | YES | MOUNTING BRACKET FOR HDF150 |  | 112.47
NIC | EFH10-BRACK | YES | MOUNTING BRACKET FOR EFH10 |  | 7.27
NIC | OR-VIH-SS | YES | ORING FOR VIH-SS |  | 4.52
NIC | OR-1SSH | YES | ORING FOR 1SSH & 2SSH |  | 6.19
NIC | LG WRENCH | YES | LARGE SERVICE WRENCH |  | 12.21
NIC | CHDWRENCH | YES | WRENCH FOR CHD & HDF UNITS |  | 13.69
Section T20: Uni-Dose Electronic Metering Pumps
Series UO (single control)
T 20 | U041-281 | YES | UNIDOSE U ELEC PUMP-30GPD,120V |  | 1008.88
Series U1 (dual control)
T 20 | U142-281 | YES | UNIDOSE U ELEC PUMP30GPD,240V* |  | 966.6
Repair Kit
T 20 | USP-281 | YES | UNIDOSE REPAIR KIT |  | 90.97
Section T21: PulsaFeeder Chemical Metering Pumps
Series 100 (residential)
T 21 | CFP1-115-15 | YES | CHEM.FEED PUMP 1,115V,15 GPD |  | 1414.9
T 21 | CFP1-115-30 | YES | CHEM.FEED PUMP 1,115V,30 GPD |  | 1414.9
T 21 | CFP1-230-30 | YES | CHEM.FEED PUMP 1,230V, 30 GPD |  | 1528.2
Repair Kit
T 21 | KK100/200 | YES | KOPKIT-SPARE PARTS/MAINT KIT |  | 522.93
Section T22: Ultraviolet Disinfection Systems
Ultraviolet Disinfection System (DWS-series)
T 22 | DWS-7 | YES | 7 GPM, 3/4" MIP UV SYSTEM |  | 1868.29 | ***
T 22 | DWS-15 | YES | 15 GPM, 3/4" MIP UV SYSTEM |  | 2365.15 | ***
Ultraviolet Disinfection System (with wiper)
T 22 | DWSW-15 | YES | 15 GPM 3/4"MIP-WIPER UV SYSTM* |  | 3159.46 | ***
Ultraviolet Accsessories
T 22 | ATS-079 | YES | SOLENOID FOR SE UV SYSTEMS |  | 464.29 | ***
T 22 | ATS-K07 | YES | MAINT KIT FOR DWS-7, SE-7 |  | 257.11 | ***
T 22 | ATS-K15 | YES | MAINT KIT FOR DWS-15,DWSW-15 |  | 294.43 | ***
T 22 | ATS-K24 | YES | MAINT KIT FOR DWS-24,DWSW-24 |  | 577.59 | ***
T 22 | ATS1-805 | YES | 14"DWS-7 LAMP(FITS EXIST DWS6) |  | 175.06 | ***
T 22 | ATS8-246 | YES | 33.2" DWS & SE-15 & 24 LAMP |  | 168.13 | ***
T 22 | ATS6-211 | YES | 6 & 7 GPM QUARTZ SLEEVE |  | 62.37 | ***
T 22 | ATS6-608 | YES | 12 & 15 GPM QUARTZ SLEEVE |  | 131.11 | ***
T 22 | ATS-4025 | YES | END NUT ASSMBLY KIT(NEW STYLE) |  | 117.62 | ***
T 22 | ATS8-544 | YES | UV SYSTEM O-RING (FITS ALL) |  | 5.52 | ***
NIC | ATS1-421-DWS7 | YES | ELECTRONIC BALLAST DWS-7 |  | 154.67 | ***
NIC | ATS1-421-DWS15 | YES | ELECTRONIC BALLAST DWS-15 |  | 175.35 | ***
NIC | ATS1-421-SE7 | YES | ELECTRONIC BALLAST SE-7 |  | 233.51 | ***
NIC | ATS1-421-SE15 | YES | ELECTRONIC BALLAST SE-15 |  | 175.35 | ***
NIC | ATS1-422 | YES | ELECTRONIC BALLAST DWS-24 |  | 274.15 | ***
NIC | ATS4-450 | YES | 17.71" 4-PIN DWS-8V LAMP |  | 195.49 | ***